## Warszawa i placówki
L.p. | Kraj - Miasto - Placówka | Grupowanie elementów wchodzących w skład jednego urządzenia | Model spisany z urządzenia | Poprawny numer modelu (SKU) | Numer seryjny | Uwagi | Ilość
1 | Polska - Warszawa - Szucha 23 | GRUPOWANIE | "c38xx Stack" | WS-C3850-24XS-E | FOC2204U1H7
2 |  |  | "WS-C3850-24XS-E" | WS-C3850-24XS-E | FOC2204U1H7
3 |  |  | "StackPort1/2" | STACK-T1-50CM | LCC2204G0F0
4 |  |  | "Switch 1 - Power Supply A" | PWR-C1-715WAC | LIT22033DQD
5 |  |  | "Switch 1 - Power Supply B" | PWR-C1-715WAC | LIT22033DR2
6 |  |  | "10/100/1000BaseTX SFP" | GLC-T | 00000MTC154703JE
7 |  |  | "10/100/1000BaseTX SFP" | "10/100/1000BaseTX SFP" | MTC173406EZ
8 |  |  | "10/100/1000BaseTX SFP" | "10/100/1000BaseTX SFP" | AGM154523DD
9 |  |  | "10/100/1000BaseTX SFP" | "10/100/1000BaseTX SFP" | AGM1545243N
10 |  |  | "10/100/1000BaseTX SFP" | GLC-T | 00000MTC154702LX
11 |  |  | "10/100/1000BaseTX SFP" | GLC-T | 00000MTC154702Q5
12 |  |  | "1000BaseLX SFP" | "1000BaseLX SFP" | FA9616LX904
13 |  |  | "1000BaseLX SFP" | "1000BaseLX SFP" | FA9616LX915
14 |  |  | "1000BaseSX SFP" | GLC-SX-MMD | OPM21150BK9
15 |  |  | "1000BaseSX SFP" | GLC-SX-MMD | OPM21150BK2
16 |  |  | "1000BaseSX SFP" | GLC-SX-MMD | OPM21150BJU
17 |  |  | "WS-C3850-24XS-E" | WS-C3850-24XS-E | FCW2204F190
18 |  |  | "StackPort2/1" | STACK-T1-50CM | LCC2204G0F0
19 |  |  | "Switch 2 - Power Supply A" | PWR-C1-715WAC | LIT22033DMK
20 |  |  | "Switch 2 - Power Supply B" | PWR-C1-715WAC | LIT22033DQT
21 |  |  | "10/100/1000BaseTX SFP" | "10/100/1000BaseTX SFP" | MTC1727070S
22 |  |  | "10/100/1000BaseTX SFP" | "10/100/1000BaseTX SFP" | MTC173406D7
23 |  |  | "SFP-10GBase-SR" | SFP-10G-SR-S | AVD2152D6KC
24 |  |  | "10/100/1000BaseTX SFP" | "10/100/1000BaseTX SFP" | AGM154523LN
25 |  |  | "10/100/1000BaseTX SFP" | "10/100/1000BaseTX SFP" | AGM15452439
26 |  |  | "10/100/1000BaseTX SFP" | GLC-T | 00000MTC1547027T
27 |  |  | "10/100/1000BaseTX SFP" | GLC-TE | AVC2225266R
28 |  |  | "10/100/1000BaseTX SFP" | "10/100/1000BaseTX SFP" | AGM1545239K
29 |  |  | "10/100/1000BaseTX SFP" | "10/100/1000BaseTX SFP" | AGM154523S8
30 |  |  | "10/100/1000BaseTX SFP" | GLC-T | 00000MTC154700GR
31 |  |  | "1000BaseSX SFP" | "1000BaseSX SFP" | FNS0903H0AW
32 |  |  | "1000BaseLX SFP" | "1000BaseLX SFP" | FA9616LX909
33 |  |  | "1000BaseSX SFP" | GLC-SX-MMD | OPM21150BKE
34 |  |  | "1000BaseSX SFP" | GLC-SX-MMD | OPM21150BKH
35 |  |  | "1000BaseSX SFP" | GLC-SX-MMD | OPM21150BKP
36 |  | GRUPOWANIE | "WS-C3560X-24P" | WS-C3560X-24P-S | FDO1619V0E8
37 |  |  | "FRU Power Supply" | C3KX-PWR-715WAC | LIT16510B03
38 |  |  | "FRULink 1G Module" | C3KX-NM-1G | FDO17182851
39 |  | GRUPOWANIE | "WS-C3560X-24P" | WS-C3560X-24P-S | FDO1908H11Z
40 |  |  | "FRU Power Supply" | C3KX-PWR-715WAC | DCB1903A0B3
41 |  |  | "FRULink 1G Module" | C3KX-NM-1G | FDO191312JT
42 |  | GRUPOWANIE | "WS-C3560X-24P" | WS-C3560X-24P-S | FDO1520R1EE
43 |  |  | "FRU Power Supply" | C3KX-PWR-715WAC | DTN1647K18E
44 |  |  | "FRULink 1G Module" | C3KX-NM-1G | FDO15281ELX
45 |  | GRUPOWANIE | "WS-C3560X-24P" | WS-C3560X-24P-S | FDO1702W1UK
46 |  |  | "FRU Power Supply" | C3KX-PWR-715WAC | LIT16510CC9
47 |  |  | "FRULink 1G Module" | C3KX-NM-1G | FDO171828CS
48 |  | GRUPOWANIE | "WS-C3560X-24P" | WS-C3560X-24P-S | FDO1542P13A
49 |  |  | "FRU Power Supply" | C3KX-PWR-715WAC | LIT154405BS
50 |  |  | "FRULink 1G Module" | C3KX-NM-1G | FDO154620HW
51 |  |  | "1000BaseSX SFP" | "1000BaseSX SFP" | AGS0903005Z
52 |  | GRUPOWANIE | "c36xx Stack" | WS-C3650-24TD-S | FDO2202I0RQ
53 |  |  | "WS-C3650-24TD-S" | WS-C3650-24TD-S | FDO2202I0RQ
54 |  |  | "StackPort1/2" | STACK-T2-50CM | LCC2201G676
55 |  |  | "StackAdapter1/1" | C3650-STACK | FDO21522AFF
56 |  |  | "StackAdapter1/2" | C3650-STACK | FDO21520ZNW
57 |  |  | "Switch 1 - Power Supply A" | PWR-C2-250WAC | LIT214749C4
58 |  |  | "Switch 1 - Power Supply B" | PWR-C2-250WAC | LIT214749C5
59 |  |  | "WS-C3650-24TD-S" | WS-C3650-24TD-S | FDO2202Q0SA
60 |  |  | "StackPort2/1" | STACK-T2-50CM | LCC2201G676
61 |  |  | "StackAdapter2/1" | C3650-STACK | FDO21522A5W
62 |  |  | "StackAdapter2/2" | C3650-STACK | FDO21522AEZ
63 |  |  | "Switch 2 - Power Supply A" | PWR-C2-250WAC | LIT21474AF3
64 |  |  | "Switch 2 - Power Supply B" | PWR-C2-250WAC | LIT214747TZ
65 |  | GRUPOWANIE | "ASA 5508-X with FirePOWER services 8GE | ASA5508 | JMX2206G2HC
66 |  |  | "ASA 5508-X SSD" | ASA5508-SSD | MSA214909SD
67 |  | GRUPOWANIE | "ASA 5508-X with FirePOWER services 8GE | ASA5508 | JMX2206G2H9
68 |  |  | "ASA 5508-X SSD" | ASA5508-SSD | MSA214909SB
69 |  | GRUPOWANIE | "CISCO2901/K9 chassis | CISCO2901/K9 | FCZ1444C1K7
70 |  |  | "C1941/C2901 AC Power Supply" | PWR-1941-2901-AC | N/A
71 |  | GRUPOWANIE | "CISCO1941/K9 chassis | CISCO1941/K9 | FCZ19439299
72 |  |  | "Internal Services Module - Crypto Engine" | ISM-VPN-19 | FOC19200SX3
73 |  |  | "C1941 AC-POE Power Supply" | PWR-1941-POE | N/A
74 |  | GRUPOWANIE | "ASA 5506-X with FirePOWER services | ASA5506 | JMX2205G125
75 |  |  | "ASA 5506-X SSD" | ASA5506-SSD | MSA214605CJ
76 |  |  | PWR SUPPLY | PWR SUPPLY | LIT22014XJP
77 |  | GRUPOWANIE | "Cisco 2500 Series Wireless LAN Controller" | AIR-CT2504-K9 | PSZ17461BM3
78 |  |  | PWR SUPPLY | PWR SUPPLY | DAB174952BA
79 |  | GRUPOWANIE | "WS-C3560CX-8PT-S" | WS-C3560CX-8PT-S | FOC2150Y22H
80 |  |  | PWR SUPPLY | PWR SUPPLY | LIT210827U5
81 |  | GRUPOWANIE | "CISCO2921/K9 chassis Hw Serial# | CISCO2921/K9 | FCZ1751714E
82 |  |  | "Enhanced High Speed WAN Interface Card-1 Port Gigabit Ethernet SFP/Cu" | EHWIC-1GE-SFP-CU | FOC203967BM
83 |  |  | "PVDM3 DSP DIMM with 32 Channels" | PVDM3-32 | FOC17482742
84 |  |  | "Cisco UCS E-Series Double Wide Intel Performance level 4 Generation" | UCS-E140D-M1/K9 | FOC18366D5H
85 |  |  | "C2921/C2951 AC Power Supply" | PWR-2921-51-AC | DCA1746K3HJ
86 |  | GRUPOWANIE | "CISCO2921/K9 chassis Hw Serial# | CISCO2921/K9 | FCZ194360M6
87 |  |  | "C2921/C2951 AC Power Supply" | PWR-2921-51-AC | QCS19200NBU
88 |  | GRUPOWANIE | "ASA 5508-X with FirePOWER services 8GB" | ASA5508 | JMX2206G2H7
89 |  |  | "ASA 5508-X SSD" | ASA5508-SSD | MSA21360ATQ
90 |  | GRUPOWANIE | "ASA 5508-X with FirePOWER services 8GB" | ASA5508 | JMX2206G2H6
91 |  |  | "ASA 5508-X SSD" | ASA5508-SSD | MSA214909S3
92 |  | GRUPOWANIE | "c36xx Stack" | WS-C3650-24TD-S | FDO2202E0QT
93 |  |  | "WS-C3650-24TD-S" | WS-C3650-24TD-S | FDO2202E0QT
94 |  |  | "StackPort1/1" | STACK-T2-50CM | LCC2201G67R
95 |  |  | "StackAdapter1/1" | C3650-STACK | FDO21522A63
96 |  |  | "StackAdapter1/2" | C3650-STACK | FDO21522A61
97 |  |  | "Switch 1 - Power Supply A" | PWR-C2-250WAC | LIT214747FH
98 |  |  | "Switch 1 - Power Supply B" | PWR-C2-250WAC | LIT214747FU
99 |  |  | "WS-C3650-24TD-S" | WS-C3650-24TD-S | FDO2202Q0N0
100 |  |  | "StackPort2/2" | STACK-T2-50CM | LCC2201G67R
101 |  |  | "StackAdapter2/1" | C3650-STACK | FDO215212J0
102 |  |  | "StackAdapter2/2" | C3650-STACK | FDO21522AF7
103 |  |  | "Switch 2 - Power Supply A" | PWR-C2-250WAC | LIT21474ADC
104 |  |  | "Switch 2 - Power Supply B" | PWR-C2-250WAC | LIT21472KLU
105 |  | GRUPOWANIE | "ASA 5508-X with FirePOWER services | ASA5508 | JMX2206G2HG
106 |  |  | "ASA 5508-X SSD" | ASA5508-SSD | MSA214909SA
107 |  | GRUPOWANIE | "ASA 5508-X with FirePOWER services | ASA5508 | JMX2206G2HE
108 |  |  | "ASA 5508-X SSD" | ASA5508-SSD | MSA214909SC
109 |  | GRUPOWANIE | "c38xx Stack" | WS-C3850-24XS-E | FOC2237L1R6
110 |  |  | "WS-C3850-24XS-E" | WS-C3850-24XS-E | FOC2237L1R6
111 |  |  | "StackPort1/2" | STACK-T1-50CM | MOC2235A21Q
112 |  |  | "Switch 1 - Power Supply B" | PWR-C1-715WAC | LIT22334T73
113 |  |  | "WS-C3850-24XS-E" | WS-C3850-24XS-E | FOC2237L1Q7
114 |  |  | "StackPort2/1" | STACK-T1-50CM | MOC2235A21Q
115 |  |  | "Switch 2 - Power Supply B" | PWR-C1-715WAC | LIT22334T4L
116 |  | GRUPOWANIE | "c93xx Stack" | C9300-48T | FCW2238L04L
117 |  |  | "C9300-48T" | C9300-48T | FCW2238L04L
118 |  |  | "StackPort1/1" | STACK-T1-50CM | LCC2204G126
119 |  |  | "Switch 1 - Power Supply A" | PWR-C1-350WAC | ART2236FHLK
120 |  |  | "8x10G Uplink Module" | C9300-NM-8X | FOC22360NV1
121 |  |  | "C9300-48T" | C9300-48T | FCW2238L04T
122 |  |  | "Switch 2 - Power Supply B" | PWR-C1-350WAC | ART2236FHLH
123 |  |  | "8x10G Uplink Module" | C9300-NM-8X | FOC223529FE
124 |  | GRUPOWANIE | "c36xx Stack" | WS-C3650-24PD-S | FDO2202E1NW
125 |  |  | "WS-C3650-24PD-S" | WS-C3650-24PD-S | FDO2202E1NW
126 |  |  | "Switch 1 - Power Supply A" | PWR-C2-640WAC | DCB2145B1B2
127 |  |  | "Switch 1 - Power Supply B" | PWR-C2-640WAC | DCB2145B15A
128 |  |  | "1000BaseSX SFP" | GLC-SX-MMD | OPM21150BK7
129 |  | GRUPOWANIE | "c36xx Stack" | WS-C3650-24PD-S | FDO2202E1PE
130 |  |  | "WS-C3650-24PD-S" | WS-C3650-24PD-S | FDO2202E1PE
131 |  |  | "Switch 1 - Power Supply A" | PWR-C2-640WAC | DCB2145B1B5
132 |  |  | "Switch 1 - Power Supply B" | PWR-C2-640WAC | DCB2145B1BE
133 |  |  | "1000BaseSX SFP" | GLC-SX-MMD | OPM21150BKB
134 |  | GRUPOWANIE | "ASA 5508-X with FirePOWER services | ASA5508 | JMX2206G2SY
135 |  |  | "ASA 5508-X SSD" | ASA5508-SSD | MSA214909S7
136 |  | GRUPOWANIE | "ASA 5508-X with FirePOWER services | ASA5508 | JMX2206G2HJ
137 |  |  | "ASA 5508-X SSD" | ASA5508-SSD | MSA214909S6
138 |  | GRUPOWANIE | "CISCO1941/K9 chassis | CISCO1941/K9 | FCZ192993VJ
139 |  |  | "4G WWAN EHWIC - Global Multimode(Europe) LTE/DC-HSPA+/HSPA+/HSPA/UMTS/EDGE/GPRS" | EHWIC-4G-LTE-GB | FOC20367GW9
140 |  |  | "Enhanced High Speed WAN Interface Card-1 Port Gigabit Ethernet SFP/Cu" | EHWIC-1GE-SFP-CU | FOC22292UMF
141 |  |  | "C1941 AC-POE Power Supply" | PWR-1941-POE | N/A
142 |  | GRUPOWANIE | "CISCO1921/K9 chassis | CISCO1921/K9 | FCZ1751C2CD
143 |  |  | "4 Port GE POE EHWIC Switch" | EHWIC-4ESG-P | FOC19360WBX
144 |  | GRUPOWANIE | "CISCO2921/K9 chassis | CISCO2921/K9 | FCZ1917615Z
145 |  |  | "C2921/C2951 AC Power Supply" | PWR-2921-51-AC | QCS19020N32
146 |  | GRUPOWANIE | "Cisco ISR4451 Chassis" | ISR4451-X/K9 | FCZ220840DP
147 |  |  | "450W AC Power Supply for Cisco ISR4450 ISR4350" | PWR-4450-AC | DCA2136XBPG
148 |  |  | "Cisco ISR4450 ISR4350 Fan Assembly" | ACS-4450-FANASSY | N/A
149 |  |  | "Cisco ISR4451 Built-In NIM controller" | ISR4451-X/K9 | N/A
150 |  |  | "NIM-2GE-CU-SFP" | NIM-2GE-CU-SFP | FOC22115JRS
151 |  |  | "NIM-ES2-8-P" | NIM-ES2-8-P | FOC21486RSK
152 |  |  | "Front Panel 4 ports Gigabitethernet Module" | ISR4451-X-4x1GE | JAB092709EL
153 |  |  | "Cisco ISR4451 Built-In SM controller" | ISR4451-X/K9 | N/A
154 |  |  | "Cisco ISR4451 Built-In SM controller" | ISR4451-X/K9 | N/A
155 |  |  | "Cisco ISR4451 Forwarding Processor" | ISR4451-X/K9 | N/A
156 |  | GRUPOWANIE | "CISCO2921/K9 chassis | CISCO2921/K9 | FCZ192170AR
157 |  |  | "C2921/C2951 AC Power Supply" | PWR-2921-51-AC | QCS19040PPA
158 |  | GRUPOWANIE | "CISCO2901/K9 chassis | CISCO2901/K9 | FCZ1444C1KC
159 |  |  | "C1941/C2901 AC Power Supply" | PWR-1941-2901-AC | N/A
160 |  | GRUPOWANIE | "Cisco 2500 Series Wireless LAN Controller" | AIR-CT2504-K9 | PSZ17461BG4
161 |  |  | POWER SUPPLY | POWER SUPPLY | DAB174952KA
162 |  | GRUPOWANIE | "Cisco 2500 Series Wireless LAN Controller" | AIR-CT2504-K9 | PSZ19291A8V
163 |  |  | POWER SUPPLY | POWER SUPPLY | LIT20310Y5C
164 |  | GRUPOWANIE | "Cisco 2500 Series Wireless LAN Controller" | AIR-CT2504-K9 | PSZ19291A2F
165 |  |  | POWER SUPPLY | POWER SUPPLY | DAB174952H3
166 |  | GRUPOWANIE | "CISCO2921/K9 chassis | CISCO2921/K9 | FCZ190560AN
167 |  |  | "Services Module with Services Ready Engine" | SM-SRE-910-K9 | FOC17424A6D
168 |  |  | "C2921/C2951 AC Power Supply" | PWR-2921-51-AC | DCA1902K06F
169 |  | GRUPOWANIE | AIR-SAP2602I-E-K9 | AIR-SAP2602I-E-K9 | FGL1649W2FB
170 |  | GRUPOWANIE | AIR-AIR-CAP2602I-E-K9 | AIR-AIR-CAP2602I-E-K9 | FCZ1751D1HA
171 |  | GRUPOWANIE | AIR-AIR-CAP2602I-E-K9 | AIR-AIR-CAP2602I-E-K9 | FCZ1751D1H7
172 |  | GRUPOWANIE | AIR-AIR-CAP2602I-E-K9 | AIR-AIR-CAP2602I-E-K9 | FCW2022NKG2
173 |  | GRUPOWANIE | AIR-AIR-CAP2602I-E-K9 | AIR-AIR-CAP2602I-E-K9 | FCZ1751D1GX
174 |  | GRUPOWANIE | AIR-AIR-CAP1602I-E-K9 | AIR-AIR-CAP1602I-E-K9 | FGL1743W95Y
175 |  | GRUPOWANIE | AIR-AIR-CAP2602I-E-K9 | AIR-AIR-CAP2602I-E-K9 | FCZ1751D1GV
176 |  | GRUPOWANIE | AIR-AIR-CAP2602I-E-K10 | AIR-AIR-CAP2602I-E-K10 | FCZ1751D1H1
177 |  | GRUPOWANIE | AIR-AIR-CAP2602I-E-K11 | AIR-AIR-CAP2602I-E-K11 | FCZ1751D1GY
178 |  | GRUPOWANIE | AIR-AP1832I-E-K9 | AIR-AP1832I-E-K9 | KWC214102H7
179 |  | GRUPOWANIE | AIR-AIR-CAP2602I-E-K9 | AIR-AIR-CAP2602I-E-K9 | FCZ1751D1J0
180 |  | GRUPOWANIE | AIR-AIR-CAP2602I-E-K9 | AIR-AIR-CAP2602I-E-K9 | FCZ1743U1XQ
181 |  | GRUPOWANIE | AIR-AIR-CAP2602I-E-K9 | AIR-AIR-CAP2602I-E-K9 | FCZ1751D1HB
182 |  | GRUPOWANIE | AIR-AIR-CAP2702I-E-K9 | AIR-AIR-CAP2702I-E-K9 | FCW1939N0RP
183 |  | GRUPOWANIE | AIR-AIR-CAP2702I-E-K9 | AIR-AIR-CAP2702I-E-K9 | FCW1939N11A
184 |  | GRUPOWANIE | PA-1800-3-LE 341-0402-02 B0 | PA-1800-3-LE 341-0402-02 B0 | LIT210827U9 LIT22413PE4
185 |  | GRUPOWANIE | N55-PAC-750W V02 | N55-PAC-750W V02 | ART2130FEV7
186 |  | GRUPOWANIE | N55-PAC-750W V02 | N55-PAC-750W V02 | ART2130FEVE
187 |  | GRUPOWANIE | N55-PAC-750W V02 | N55-PAC-750W V02 | ART2141FA72
188 |  | GRUPOWANIE | N55-PAC-750W V02 | N55-PAC-750W V02 | ART2141FA6X
189 |  | GRUPOWANIE | EHWIC-1GE-SFP-CU= | EHWIC-1GE-SFP-CU= | FOC22292UPH
190 |  | GRUPOWANIE | EHWIC-1GE-SFP-CU= | EHWIC-1GE-SFP-CU= | FOC22292UNS
191 |  | GRUPOWANIE | EHWIC-1GE-SFP-CU= | EHWIC-1GE-SFP-CU= | FOC22292UJW
192 |  | GRUPOWANIE | EHWIC-1GE-SFP-CU= | EHWIC-1GE-SFP-CU= | FOC22292UL0
193 |  | GRUPOWANIE | EHWIC-1GE-SFP-CU= | EHWIC-1GE-SFP-CU= | FOC22292UM1
194 |  | GRUPOWANIE | EHWIC-1GE-SFP-CU= | EHWIC-1GE-SFP-CU= | FOC22292UNL
195 |  | GRUPOWANIE | EHWIC-1GE-SFP-CU= | EHWIC-1GE-SFP-CU= | FOC22292ULH
196 |  | GRUPOWANIE | EHWIC-1GE-SFP-CU= | EHWIC-1GE-SFP-CU= | FOC22292UK4
197 |  | GRUPOWANIE | EHWIC-1GE-SFP-CU= | EHWIC-1GE-SFP-CU= | FOC2227B5DC
198 |  | GRUPOWANIE | MEM-2900-2GB-RF | MEM-2900-2GB-RF | SVIR20074D5D
199 |  | GRUPOWANIE | MEM-2900-2GB-RF | MEM-2900-2GB-RF | SMSA1732016A
200 |  | GRUPOWANIE | MEM-2900-2GB-RF | MEM-2900-2GB-RF | SMSA1732015W
201 |  | GRUPOWANIE | MEM-2900-2GB-RF | MEM-2900-2GB-RF | SMSA17320165
202 |  | GRUPOWANIE | MEM-2900-2GB-RF | MEM-2900-2GB-RF | SMSA17320163
203 |  | GRUPOWANIE | MEM-2900-2GB-RF | MEM-2900-2GB-RF | SMSA17320161
204 |  | GRUPOWANIE | MEM-2900-2GB-RF | MEM-2900-2GB-RF | SMSA1732015Y
205 |  | GRUPOWANIE | MEM-2900-2GB-RF | MEM-2900-2GB-RF | SMSA1732015X
206 |  | GRUPOWANIE | MEM-2900-2GB-RF | MEM-2900-2GB-RF | SMSA17320168
207 |  | GRUPOWANIE | MEM-2900-2GB-RF | MEM-2900-2GB-RF | SMSA1732011A
208 |  | GRUPOWANIE | MEM-2900-2GB-RF | MEM-2900-2GB-RF | SMSA172506XM
209 |  | GRUPOWANIE | MEM-2900-2GB-RF | MEM-2900-2GB-RF | SMSA1732015U
210 |  | GRUPOWANIE | MEM-2900-2GB-RF | MEM-2900-2GB-RF | SMSA17320167
211 |  | GRUPOWANIE | MEM-2900-2GB-RF | MEM-2900-2GB-RF | SMSA17320119
212 |  | GRUPOWANIE | MEM-2900-2GB-RF | MEM-2900-2GB-RF | SMSA1719021V
213 |  | GRUPOWANIE | MEM-2900-2GB-RF | MEM-2900-2GB-RF | SVIR184104B0
214 |  | GRUPOWANIE | MEM-2900-2GB-RF | MEM-2900-2GB-RF | SVIR104849A9
215 |  | GRUPOWANIE | MEM-2900-2GB-RF | MEM-2900-2GB-RF | SMSA1732016E
216 |  | GRUPOWANIE | MEM-2900-2GB-RF | MEM-2900-2GB-RF | SMSA17320164
217 |  | GRUPOWANIE | MEM-2900-2GB-RF | MEM-2900-2GB-RF | SMSA1732016B
218 |  | GRUPOWANIE | MEM-2900-2GB-RF | MEM-2900-2GB-RF | SMSA1732015V
219 |  | GRUPOWANIE | MEM-2900-2GB-RF | MEM-2900-2GB-RF | SVIR20074D82
220 |  | GRUPOWANIE | MEM-2900-2GB-RF | MEM-2900-2GB-RF | SMSA17320166
221 |  | GRUPOWANIE | MEM-2900-2GB-RF | MEM-2900-2GB-RF | SMSA1732011B
222 |  | GRUPOWANIE | MEM-2900-2GB-RF | MEM-2900-2GB-RF | SMSA172506CH
223 |  | GRUPOWANIE | ASA5505 V09 | ASA5505 V09 | JMX1543Z02M
224 |  | GRUPOWANIE | C9300-24T-E | C9300-24T-E | FCW2237E0Y1
225 |  |  | PWR-C1-350WAC | PWR-C1-350WAC | ART2237FU2V
226 |  |  | PWR-C1-350WAC/2 | PWR-C1-350WAC/2 | ART2237FU2P
227 |  |  | C9300-NM-8X | C9300-NM-8X | FOC22273RW9
228 |  | GRUPOWANIE | GLC-T | GLC-T | MTC16460426
229 |  | GRUPOWANIE | SPA-5X1GE-V2= | SPA-5X1GE-V2= | JAE22360431
230 |  | GRUPOWANIE | SPA-5X1GE-V2= | SPA-5X1GE-V2= | JAE2236043B
231 |  | GRUPOWANIE | SFP-10G-SR-S= | SFP-10G-SR-S= | ACW223305CZ
232 |  | GRUPOWANIE | SFP-10G-SR-S= | SFP-10G-SR-S= | ACW223407H8
233 |  | GRUPOWANIE | SFP-10G-SR-S= | SFP-10G-SR-S= | ACW223405FS
234 |  | GRUPOWANIE | SFP-10G-SR-S= | SFP-10G-SR-S= | ACW223406DC
235 |  | GRUPOWANIE | SFP-10G-SR-S= | SFP-10G-SR-S= | ACW22340576
236 |  | GRUPOWANIE | SFP-10G-SR-S= | SFP-10G-SR-S= | ACW223504EC
237 |  | GRUPOWANIE | SFP-10G-SR-S= | SFP-10G-SR-S= | ACW223405VZ
238 |  | GRUPOWANIE | SFP-10G-SR-S= | SFP-10G-SR-S= | ACW223405EA
239 |  | GRUPOWANIE | SFP-10G-SR-S= | SFP-10G-SR-S= | ACW2235040T
240 |  | GRUPOWANIE | SFP-10G-SR-S= | SFP-10G-SR-S= | ACW223504WW
241 |  | GRUPOWANIE | SFP-10G-SR-S= | SFP-10G-SR-S= | ACW223505KN
242 |  | GRUPOWANIE | SFP-10G-SR-S | SFP-10G-SR-S | AVD2152DFS7
243 |  | GRUPOWANIE | SFP-10G-LR | SFP-10G-LR | SPC16420BLT
244 |  | GRUPOWANIE | SFP-10G-SR-S | SFP-10G-SR-S | AVD2152D6KX
245 |  | GRUPOWANIE | SFP-10G-SR-S | SFP-10G-SR-S | AVD2152D6K0
246 |  | GRUPOWANIE | SFP-10G-SR-S | SFP-10G-SR-S | ACW223504BP
247 |  | GRUPOWANIE | SFP-10G-SR-S | SFP-10G-SR-S | ACW223504M2
248 |  | GRUPOWANIE | SFP-10G-SR-S | SFP-10G-SR-S | ACW223504X2
249 |  | GRUPOWANIE | SFP-10G-SR-S | SFP-10G-SR-S | AVD2152DG8H
250 |  | GRUPOWANIE | SFP-10G-SR-S | SFP-10G-SR-S | ACW223506VK
251 |  | GRUPOWANIE | SFP-10G-SR-S | SFP-10G-SR-S | AVD2152DG8F
252 |  | GRUPOWANIE | SFP-10G-SR-S | SFP-10G-SR-S | ACW223504RE
253 |  | GRUPOWANIE | SFP-10G-SR-S | SFP-10G-SR-S | AVD2152DG91
254 |  | GRUPOWANIE | SFP-10G-SR-S | SFP-10G-SR-S | AVD2152DG8U
255 |  | GRUPOWANIE | SFP-10G-SR-S | SFP-10G-SR-S | AVD2152D0RJ
256 |  | GRUPOWANIE | SFP-10G-SR-S | SFP-10G-SR-S | AVD2152D2G5
257 |  | GRUPOWANIE | SFP-10G-SR-S | SFP-10G-SR-S | AVD2152D5FB
258 |  | GRUPOWANIE | GLC-SX-MMD | GLC-SX-MMD | AGA1713R934
259 |  | GRUPOWANIE | X2-10GB-LR | X2-10GB-LR | AGA1434X5SB
260 |  | GRUPOWANIE | 30PQSFP-40G-SR-BD | 30PQSFP-40G-SR-BD | SAVM2230U2RK
261 |  | GRUPOWANIE | 30PQSFP-40G-SR-BD | 30PQSFP-40G-SR-BD | SAVM2230U0GF
262 |  | GRUPOWANIE | 30PQSFP-40G-SR-BD | 30PQSFP-40G-SR-BD | SAVM2230U0GW
263 |  | GRUPOWANIE | 30PQSFP-40G-SR-BD | 30PQSFP-40G-SR-BD | SAVM2230U2RS
264 |  | GRUPOWANIE | 30PSFP-10G-ER-S= | 30PSFP-10G-ER-S= | SONT2228005F
265 |  | GRUPOWANIE | 30PSFP-10G-ER-S= | 30PSFP-10G-ER-S= | SONT2228004V
266 |  | GRUPOWANIE | 30PSFP-10G-ER-S= | 30PSFP-10G-ER-S= | SONT2228004X
267 |  | GRUPOWANIE | 30PSFP-10G-ER-S= | 30PSFP-10G-ER-S= | SONT22280072
268 |  | GRUPOWANIE | 30PX2-10GB-SR= | 30PX2-10GB-SR= | SFNS220108TZ
269 |  | GRUPOWANIE | 30PX2-10GB-SR= | 30PX2-10GB-SR= | SFNS220108RZ
270 |  | GRUPOWANIE | 30PX2-10GB-SR= | 30PX2-10GB-SR= | SFNS2153005E
271 |  | GRUPOWANIE | 30PX2-10GB-SR= | 30PX2-10GB-SR= | SFNS2153005T
272 |  | GRUPOWANIE | 30PX2-10GB-SR= | 30PX2-10GB-SR= | SFNS220108TY
273 |  | GRUPOWANIE | 30PX2-10GB-SR= | 30PX2-10GB-SR= | SFNS220108T3
274 |  | GRUPOWANIE | 30PX2-10GB-SR= | 30PX2-10GB-SR= | SFNS220108TW
275 |  | GRUPOWANIE | 30PX2-10GB-SR= | 30PX2-10GB-SR= | SFNS220108RL
276 |  | GRUPOWANIE | GLC-TE | GLC-TE | AVC2225266X
277 |  | GRUPOWANIE | GLC-TE | GLC-TE | SAVC2225268S
278 |  | GRUPOWANIE | GLC-TE | GLC-TE | SAVC2225268T
279 |  | GRUPOWANIE | GLC-TE | GLC-TE | SAVC2225268M
280 |  | GRUPOWANIE | GLC-TE | GLC-TE | SAVC2225207B
281 |  | GRUPOWANIE | GLC-TE | GLC-TE | SAVC2225266K
282 |  | GRUPOWANIE | GLC-TE | GLC-TE | SAVC2225266U
283 |  | GRUPOWANIE | GLC-TE | GLC-TE | SAVC222629MS
284 |  | GRUPOWANIE | GLC-TE | GLC-TE | SAVC22252698
285 |  | GRUPOWANIE | GLC-TE | GLC-TE | SAVC2225207E
286 |  | GRUPOWANIE | GLC-TE | GLC-TE | SAVC222629MZ
287 |  | GRUPOWANIE | GLC-TE | GLC-TE | SAVC2225207C
288 |  | GRUPOWANIE | GLC-TE | GLC-TE | SAVC2225266V
289 |  | GRUPOWANIE | GLC-TE | GLC-TE | SAVC22252688
290 |  | GRUPOWANIE | GLC-TE | GLC-TE | SAVC2225268A
291 |  | GRUPOWANIE | GLC-TE | GLC-TE | SAVC222629MV
292 |  | GRUPOWANIE | GLC-TE | GLC-TE | SAVC22252692
293 |  | GRUPOWANIE | GLC-TE | GLC-TE | SAVC2225268Q
294 |  | GRUPOWANIE | GLC-TE | GLC-TE | SAVC2225268X
295 |  | GRUPOWANIE | GLC-TE | GLC-TE | SAVC2225268V
296 |  | GRUPOWANIE | GLC-TE | GLC-TE | SAVC2225266S
297 |  | GRUPOWANIE | GLC-TE | GLC-TE | SMTC22130F7X
298 |  | GRUPOWANIE | GLC-TE | GLC-TE | SAVC2225268K
299 |  | GRUPOWANIE | GLC-TE | GLC-TE | SAVC2225268W
300 |  | GRUPOWANIE | GLC-TE | GLC-TE | SAVC2225268L
301 |  | GRUPOWANIE | GLC-TE | GLC-TE | SAVC2225266E
302 |  | GRUPOWANIE | GLC-TE | GLC-TE | SAVC22252697
303 |  | GRUPOWANIE | GLC-TE | GLC-TE | SAVC2225266Q
304 |  | GRUPOWANIE | GLC-TE | GLC-TE | SMTC22130FC7
305 |  | GRUPOWANIE | GLC-TE | GLC-TE | SAVC222629MT
306 |  | GRUPOWANIE | GLC-TE | GLC-TE | SAVC2225268P
307 |  | GRUPOWANIE | GLC-TE | GLC-TE | SAVC222629N0
308 |  | GRUPOWANIE | GLC-TE | GLC-TE | SAVC2225266Y
309 |  | GRUPOWANIE | GLC-TE | GLC-TE | SAVC2225268U
310 |  | GRUPOWANIE | GLC-TE | GLC-TE | SAVC2225266J
311 |  | GRUPOWANIE | GLC-TE | GLC-TE | SAVC2225207A
312 |  | GRUPOWANIE | GLC-TE | GLC-TE | SAVC2225266F
313 |  | GRUPOWANIE | GLC-TE | GLC-TE | SAVC22252695
314 |  | GRUPOWANIE | GLC-TE | GLC-TE | SAVC2225268N
315 |  | GRUPOWANIE | GLC-TE | GLC-TE | SAVC22252696
316 |  | GRUPOWANIE | GLC-TE | GLC-TE | SMTC22130D61
317 |  | GRUPOWANIE | GLC-TE | GLC-TE | SAVC2225266T
318 |  | GRUPOWANIE | GLC-TE | GLC-TE | SAVC2225268J
319 |  | GRUPOWANIE | GLC-TE | GLC-TE | SAVC222629MW
320 |  | GRUPOWANIE | GLC-TE | GLC-TE | SAVC2225268B
321 |  | GRUPOWANIE | GLC-TE | GLC-TE | SAVC22252079
322 |  | GRUPOWANIE | GLC-TE | GLC-TE | SAVC222629N1
323 |  | GRUPOWANIE | SFP-10G-SR-S= | SFP-10G-SR-S= | AVD2152DFSR
324 |  | GRUPOWANIE | SFP-10G-SR-S= | SFP-10G-SR-S= | AVD2152DG6W
325 |  | GRUPOWANIE | SFP-10G-SR-S= | SFP-10G-SR-S= | AVD2152DFS5
326 |  | GRUPOWANIE | SFP-10G-SR-S= | SFP-10G-SR-S= | AVD2152DG7B
327 |  | GRUPOWANIE | SFP-10G-SR-S= | SFP-10G-SR-S= | AVD2152DG76
328 |  | GRUPOWANIE | SFP-10G-SR-S= | SFP-10G-SR-S= | AVD2152D6L1
329 |  | GRUPOWANIE | SFP-10G-SR-S= | SFP-10G-SR-S= | AVD2152DG74
330 |  | GRUPOWANIE | SFP-10G-SR | SFP-10G-SR | FNS154708TY
331 |  | GRUPOWANIE | UCS-MR-1X162RZ-A= | UCS-MR-1X162RZ-A= | 80AD01173881C01869
332 |  | GRUPOWANIE | UCS-MR-1X162RZ-A= | UCS-MR-1X162RZ-A= | 80AD01173881C01AB1
333 |  | GRUPOWANIE | UCS-MR-1X162RZ-A= | UCS-MR-1X162RZ-A= | 80AD01173881C01518
334 |  | GRUPOWANIE | UCS-MR-1X162RZ-A= | UCS-MR-1X162RZ-A= | 80AD01173881C0191B
335 |  | GRUPOWANIE | UCS-MR-1X162RZ-A= | UCS-MR-1X162RZ-A= | 80AD01173881C01530
336 |  | GRUPOWANIE | UCS-MR-1X162RZ-A= | UCS-MR-1X162RZ-A= | 80AD01173881C01BFC
337 |  | GRUPOWANIE | UCS-MR-1X162RZ-A= | UCS-MR-1X162RZ-A= | 80AD01173881C01A80
338 |  | GRUPOWANIE | UCS-MR-1X162RZ-A= | UCS-MR-1X162RZ-A= | 80AD01173881C01B5A
339 |  | GRUPOWANIE | UCS-MR-1X162RZ-A= | UCS-MR-1X162RZ-A= | 80AD01173881C0192E
340 |  | GRUPOWANIE | UCS-MR-1X162RZ-A= | UCS-MR-1X162RZ-A= | 80AD01173881C01976
341 |  | GRUPOWANIE | UCS-MR-1X162RZ-A= | UCS-MR-1X162RZ-A= | 80AD01173881C01566
342 |  | GRUPOWANIE | UCS-MR-1X162RZ-A= | UCS-MR-1X162RZ-A= | 80AD01173881C01CA6
343 |  | GRUPOWANIE | UCS-MR-1X162RZ-A= | UCS-MR-1X162RZ-A= | 80AD01173881C01A83
344 |  | GRUPOWANIE | UCS-MR-1X162RZ-A= | UCS-MR-1X162RZ-A= | 80AD01173881C0182A
345 |  | GRUPOWANIE | UCS-MR-1X162RZ-A= | UCS-MR-1X162RZ-A= | 80AD01173881C01523
346 |  | GRUPOWANIE | UCS-MR-1X162RZ-A= | UCS-MR-1X162RZ-A= | 80AD01173881C0199B
347 |  | GRUPOWANIE | UCS-MR-1X162RZ-A= | UCS-MR-1X162RZ-A= | 80AD01173881C015A8
348 |  | GRUPOWANIE | UCS-MR-1X162RZ-A= | UCS-MR-1X162RZ-A= | 80AD01173881C01A51
349 |  | GRUPOWANIE | UCS-MR-1X162RZ-A= | UCS-MR-1X162RZ-A= | 80AD01173881C01924
350 |  | GRUPOWANIE | UCS-MR-1X162RZ-A= | UCS-MR-1X162RZ-A= | 80AD01173881C017C2
351 |  | GRUPOWANIE | UCS-MR-1X162RZ-A= | UCS-MR-1X162RZ-A= | 80AD01173881C015B5
352 |  | GRUPOWANIE | UCS-MR-1X162RZ-A= | UCS-MR-1X162RZ-A= | 80AD01173881C015D7
353 |  | GRUPOWANIE | UCS-MR-1X162RZ-A= | UCS-MR-1X162RZ-A= | 80AD01173881C01BD3
354 |  | GRUPOWANIE | UCS-MR-1X162RZ-A= | UCS-MR-1X162RZ-A= | 80AD01173881C015DE
355 |  | GRUPOWANIE | UCS-MR-1X162RZ-A= | UCS-MR-1X162RZ-A= | 80AD01173881C01570
356 |  | GRUPOWANIE | UCS-MR-1X162RZ-A= | UCS-MR-1X162RZ-A= | 80AD01173881C01918
357 |  | GRUPOWANIE | UCS-MR-1X162RZ-A= | UCS-MR-1X162RZ-A= | 80AD01173881C0153D
358 |  | GRUPOWANIE | UCS-MR-1X162RZ-A= | UCS-MR-1X162RZ-A= | 80AD01173881C017A0
359 |  | GRUPOWANIE | UCS-MR-1X162RY-A= | UCS-MR-1X162RY-A= | 80AD01174811BBD245
360 |  | GRUPOWANIE | UCS-MR-1X162RY-A= | UCS-MR-1X162RY-A= | 80AD01174811BBD357
361 |  | GRUPOWANIE | UCS-MR-1X162RY-A= | UCS-MR-1X162RY-A= | 80AD01174811BBE394
362 |  | GRUPOWANIE | UCS-MR-1X162RY-A= | UCS-MR-1X162RY-A= | 80AD011705817ABDCE
363 |  | GRUPOWANIE | UCS-MR-1X162RY-A= | UCS-MR-1X162RY-A= | 80AD011705817ABE76
364 |  | GRUPOWANIE | UCS-MR-1X162RY-A= | UCS-MR-1X162RY-A= | 80AD011705817ABDFC
365 |  | GRUPOWANIE | UCS-MR-1X162RY-A= | UCS-MR-1X162RY-A= | 80AD011705817ABDFB
366 |  | GRUPOWANIE | UCS-MR-1X162RY-A= | UCS-MR-1X162RY-A= | 80AD01174811BBD40C
367 |  | GRUPOWANIE | UCS-MR-1X162RY-A= | UCS-MR-1X162RY-A= | 80AD01174811BBD249
368 |  | GRUPOWANIE | UCS-MR-1X162RY-A= | UCS-MR-1X162RY-A= | 80AD01174811BBD404
369 |  | GRUPOWANIE | UCS-MR-1X162RY-A= | UCS-MR-1X162RY-A= | 80AD01174811BBD42C
370 |  | GRUPOWANIE | UCS-MR-1X162RY-A= | UCS-MR-1X162RY-A= | 80AD01174811BBD3F8
371 |  | GRUPOWANIE | UCS-MR-1X082RY-A= | UCS-MR-1X082RY-A= | S802C0F1725178C3AFA
372 |  | GRUPOWANIE | UCS-MR-1X082RY-A= | UCS-MR-1X082RY-A= | S802C0F1725178C493A
373 |  | GRUPOWANIE | UCS-MR-1X082RY-A= | UCS-MR-1X082RY-A= | S802C0F1725178C3ADE
374 |  | GRUPOWANIE | UCS-MR-1X082RY-A= | UCS-MR-1X082RY-A= | S802C0F1725178C4236
375 |  | GRUPOWANIE | UCS-SD400G12S4-EP= | UCS-SD400G12S4-EP= | 18M0A054TMEE
376 |  | GRUPOWANIE | UCS-SD400G12S4-EP= | UCS-SD400G12S4-EP= | 18M0A04UTMEE
377 |  | GRUPOWANIE | UCS-SD400G12S4-EP= | UCS-SD400G12S4-EP= | 18M0A04WTMEE
378 |  | GRUPOWANIE | UCS-SD400G12S4-EP= | UCS-SD400G12S4-EP= | 18M0A050TMEE
379 |  | GRUPOWANIE | UCS-SD400G12S4-EP= | UCS-SD400G12S4-EP= | 18M0A04TTMEE
380 |  | GRUPOWANIE | UCS-ML-1X324RZ-A= | UCS-ML-1X324RZ-A= | U0IL00073689445C15
381 |  | GRUPOWANIE | UCS-ML-1X324RZ-A= | UCS-ML-1X324RZ-A= | U0YK000736893F3677
382 |  | GRUPOWANIE | UCS-ML-1X324RZ-A= | UCS-ML-1X324RZ-A= | U0IL00073689445B3E
383 |  | GRUPOWANIE | UCS-ML-1X324RZ-A= | UCS-ML-1X324RZ-A= | U0IL00073689445C10
384 |  | GRUPOWANIE | UCS-ML-1X324RZ-A= | UCS-ML-1X324RZ-A= | U0YK000736893F3513
385 |  | GRUPOWANIE | UCS-ML-1X324RZ-A= | UCS-ML-1X324RZ-A= | U0IL00073689445D5D
386 |  | GRUPOWANIE | EHWIC-4EES-P | EHWIC-4EES-P | FOC1903A0PK
387 |  | GRUPOWANIE | EHWIC-4EES-P | EHWIC-4EES-P | FOC19066JST
388 |  | GRUPOWANIE | EHWIC-4EES-P | EHWIC-4EES-P | FOC1903A0V0
389 |  | GRUPOWANIE | EHWIC-4EES-P | EHWIC-4EES-P | FOC191042YY
390 |  | GRUPOWANIE | EHWIC-4EES-P | EHWIC-4EES-P | FOC2009152A
391 |  | GRUPOWANIE | C3KX-NM-1G V01 | C3KX-NM-1G V01 | FDO163303S9
392 |  | GRUPOWANIE | UCS-E140D-M1/K9 | UCS-E140D-M1/K9 | FOC18086WQ0
393 |  | GRUPOWANIE | 30PEHWIC-1GE-SFP-CU | 30PEHWIC-1GE-SFP-CU | SFOC22292UNL
394 |  | GRUPOWANIE | 30PEHWIC-1GE-SFP-CU | 30PEHWIC-1GE-SFP-CU | SFOC22292UK4
395 |  | GRUPOWANIE | 30PEHWIC-1GE-SFP-CU | 30PEHWIC-1GE-SFP-CU | SFOC2227B5DC
396 |  | GRUPOWANIE | 30PEHWIC-1GE-SFP-CU | 30PEHWIC-1GE-SFP-CU | SFOC22292UJW
397 |  | GRUPOWANIE | 30PEHWIC-1GE-SFP-CU | 30PEHWIC-1GE-SFP-CU | SFOC22292UPH
398 |  | GRUPOWANIE | 30PEHWIC-1GE-SFP-CU | 30PEHWIC-1GE-SFP-CU | SFOC22292ULH
399 |  | GRUPOWANIE | 30PEHWIC-1GE-SFP-CU | 30PEHWIC-1GE-SFP-CU | SFOC22292UM1
400 |  | GRUPOWANIE | 30PEHWIC-1GE-SFP-CU | 30PEHWIC-1GE-SFP-CU | SFOC22292UNS
401 |  | GRUPOWANIE | 30PSPA-5X1GE-V2 | 30PSPA-5X1GE-V2 | SJAE22360431
402 |  | GRUPOWANIE | 30PSPA-5X1GE-V2 | 30PSPA-5X1GE-V2 | SJAE2236043B
403 |  | GRUPOWANIE | 30PNIM-2GE-CU-SFP | 30PNIM-2GE-CU-SFP | SFOC23386GVF
404 |  | GRUPOWANIE | 30PNIM-2GE-CU-SFP | 30PNIM-2GE-CU-SFP | SFOC23386H9X
405 |  | GRUPOWANIE | 30PHWIC-2T | 30PHWIC-2T | SFOC19368MF4
406 |  | GRUPOWANIE | 30PHWIC-2T | 30PHWIC-2T | SFOC19368MJN
407 |  | GRUPOWANIE | 30PHWIC-2T | 30PHWIC-2T | SFOC19368MXF
408 |  | GRUPOWANIE | 30PHWIC-2T | 30PHWIC-2T | SFOC19368MJ5
409 |  | GRUPOWANIE | GLC-TE= | GLC-TE= | AVC22312D18
410 |  | GRUPOWANIE | GLC-TE= | GLC-TE= | AVC2231261G
411 |  | GRUPOWANIE | GLC-TE= | GLC-TE= | AVC22312D19
412 |  | GRUPOWANIE | GLC-TE= | GLC-TE= | AVC22312D15
413 |  | GRUPOWANIE | GLC-TE= | GLC-TE= | AVC2231261H
414 |  | GRUPOWANIE | GLC-TE= | GLC-TE= | AVC22312D17
415 |  | GRUPOWANIE | GLC-TE= | GLC-TE= | AVC22312D16
416 |  | GRUPOWANIE | C9300-24T-E | C9300-24T-E | FCW2237E0XD
417 |  |  | PWR-C1-350WAC | PWR-C1-350WAC | ART2237FT82
418 |  |  | PWR-C1-350WAC/2 | PWR-C1-350WAC/2 | ART2237FT86
419 |  |  | C9300-NM-8X | C9300-NM-8X | FOC22261RXE
420 |  | GRUPOWANIE | GLC-TE= | GLC-TE= | AVC2231261F
421 |  | GRUPOWANIE | ASA5506-K9 | ASA5506-K9 | JMX2205G12J
422 |  |  | ASA5506-SSD | ASA5506-SSD | MSA214605E1
423 |  | GRUPOWANIE | WS-C2960CPD-8PT-L | WS-C2960CPD-8PT-L | FOC2151Y2XM
424 |  | GRUPOWANIE | C9200-STACK | C9200-STACK | JAE23350PJZ
425 |  |  | C9200-STACK | C9200-STACK | JAE23350MS3
426 |  |  | STACK-T4-50CM | STACK-T4-50CM | LCC2251GTWD
427 |  |  | NIM-2GE-CU-SFP= | NIM-2GE-CU-SFP= | FOC23386GVF
428 |  |  | NIM-2GE-CU-SFP= | NIM-2GE-CU-SFP= | FOC23386H9X
429 |  | GRUPOWANIE | C9200-STACK | C9200-STACK | JAE23350R5S
430 |  |  | C9200-STACK | C9200-STACK | JAE23350L6L
431 |  |  | STACK-T4-50CM | STACK-T4-50CM | LCC2251GTWF
432 |  |  | C9200L-48P-4G-E | C9200L-48P-4G-E | JAE233301L3
433 |  |  | GLC-SX-MMD= | GLC-SX-MMD= | AGJ2327R7R1
434 |  | GRUPOWANIE | C9200L-48P-4G-E | C9200L-48P-4G-E | JAE233301H9
435 |  |  | GLC-SX-MMD= | GLC-SX-MMD= | AGJ2327R7K9
436 |  |  | GLC-SX-MMD= | GLC-SX-MMD= | AGJ2327R7B8
437 |  |  | GLC-SX-MMD= | GLC-SX-MMD= | AGJ2327R7AN
438 |  | GRUPOWANIE | EHWIC-1GE-SFP-CU= | EHWIC-1GE-SFP-CU= | FOC222977VE
439 |  | GRUPOWANIE | ASA5506-K9 | ASA5506-K9 | JMX2342X0AW
440 |  |  | ASA5506-PWR-AC | ASA5506-PWR-AC | DAB2327GCSU
441 |  |  | ASA5506-SSD | ASA5506-SSD | STP23190EPW
442 |  | GRUPOWANIE | WS-C3560CX-12PC-S | WS-C3560CX-12PC-S | FOC2306T001
443 |  | GRUPOWANIE | WS-C3560CX-12PC-S | WS-C3560CX-12PC-S | FOC2245T59V
444 |  | GRUPOWANIE | WS-C3560CX-12PC-S | WS-C3560CX-12PC-S | FOC2244Y3GH
445 |  | GRUPOWANIE | WS-C2960CPD-8PT-L | WS-C2960CPD-8PT-L | FOC1646Y2M7
446 |  | GRUPOWANIE | ASA5506 | ASA5506 | JMX2205G12L
447 |  |  | PA-1660-2S2A | PA-1660-2S2A | LIT22014XPF
448 |  | GRUPOWANIE | AIR-SAP1602I-E-K9 | AIR-SAP1602I-E-K9 | FGL1738S08D
449 |  | GRUPOWANIE | AIR-SAP1602I-E-K9 | AIR-SAP1602I-E-K9 | FCZ173880RG
450 |  | GRUPOWANIE | WS-C3560X-24P-S | WS-C3560X-24P-S | FDO1544W0W9
451 |  |  | C3KX-PWR-715WAC | C3KX-PWR-715WAC | DTN1647K1AF
452 |  |  | C3KX-NM-1G | C3KX-NM-1G | FDO171827UT
453 |  | GRUPOWANIE | FPR-2130 | FPR-2130 | JMX2208Y0BU
454 |  | GRUPOWANIE | AIR-CAP2602I-E-K9 | AIR-CAP2602I-E-K9 | FCZ1751D1JQ
455 |  | GRUPOWANIE | AIR-SAP1602I-E-K9 | AIR-SAP1602I-E-K9 | FGL1738X0F3
456 |  | GRUPOWANIE | AIR-SAP1602I-E-K9 | AIR-SAP1602I-E-K9 | FGL1738X0F4
457 |  | GRUPOWANIE | AIR-SAP1602I-E-K9 | AIR-SAP1602I-E-K9 | FGL1738X0F5
458 |  | GRUPOWANIE | AIR-CAP2602I-E-K9 | AIR-CAP2602I-E-K9 | FCZ1735P0WX
459 |  | GRUPOWANIE | AIR-CAP2602I-E-K9 | AIR-CAP2602I-E-K9 | FCZ1751D1JF
460 |  | GRUPOWANIE | AIR-CAP2702I-E-K9 | AIR-CAP2702I-E-K9 | FCW1939N121
461 |  | GRUPOWANIE | AIR-CAP2702I-E-K9 | AIR-CAP2702I-E-K9 | FCZ1743U1XR
462 |  | GRUPOWANIE | AIR-AP1832I-E-K9 | AIR-AP1832I-E-K9 | KWC214102GC
463 |  | GRUPOWANIE | AIR-AP1832I-E-K9 | AIR-AP1832I-E-K9 | KWC214102EG
464 |  | GRUPOWANIE | AIR-AP1832I-E-K9 | AIR-AP1832I-E-K9 | KWC214908MT
465 |  | GRUPOWANIE | AIR-CAP2602I-E-K9 | AIR-CAP2602I-E-K9 | FCZ1751D1H3
466 |  | GRUPOWANIE | AIR-CAP2702I-E-K9 | AIR-CAP2702I-E-K9 | FCW1939N1HH
467 |  | GRUPOWANIE | AIR-CAP1602I-C-K9 | AIR-CAP1602I-C-K9 | FGL1744X41M
468 |  | GRUPOWANIE | AIR-CAP1602I-C-K9 | AIR-CAP1602I-C-K9 | FGL1744X41J
469 |  | GRUPOWANIE | AIR-CAP2602I-E-K9 | AIR-CAP2602I-E-K9 | FCZ1751D1H9
470 |  | GRUPOWANIE | AIR-CAP2602I-E-K9 | AIR-CAP2602I-E-K9 | FCZ1751D1HE
471 |  | GRUPOWANIE | AIR-CAP2602I-E-K9 | AIR-CAP2602I-E-K9 | FCZ1744P1CJ
472 |  | GRUPOWANIE | AIR-CAP2702I-E-K9 | AIR-CAP2702I-E-K9 | FCW1939N116
473 |  | GRUPOWANIE | AIR-CAP2702I-E-K9 | AIR-CAP2702I-E-K9 | FCW1939N1ZP
474 |  | GRUPOWANIE | AIR-CAP2602I-E-K9 | AIR-CAP2602I-E-K9 | FCZ1751D1H2
475 |  | GRUPOWANIE | AIR-CAP2702I-E-K9 | AIR-CAP2702I-E-K9 | FCW1939N0SG
476 |  | GRUPOWANIE | AIR-CAP1602I-E-K9 | AIR-CAP1602I-E-K9 | FGL1743W966
477 |  | GRUPOWANIE | AIR-CAP1602I-E-K9 | AIR-CAP1602I-E-K9 | FGL1743W960
478 |  | GRUPOWANIE | AIR-CAP1602I-E-K9 | AIR-CAP1602I-E-K9 | FGL1743W968
479 |  | GRUPOWANIE | AIR-AP1832I-E-K9 | AIR-AP1832I-E-K9 | KWC214908CP
480 |  | GRUPOWANIE | AIR-CAP2702I-E-K9 | AIR-CAP2702I-E-K9 | FCW1939N118
481 |  | GRUPOWANIE | AIR-CAP2702I-E-K9 | AIR-CAP2702I-E-K9 | FCW1939N1FS
482 |  | GRUPOWANIE | AIR-CAP2602I-E-K9 | AIR-CAP2602I-E-K9 | FCW2022N5GM
483 |  | GRUPOWANIE | AIR-CAP2602I-E-K9 | AIR-CAP2602I-E-K9 | FCZ1751D1GU
484 |  | GRUPOWANIE | AIR-CT2504-5-K9 | AIR-CT2504-5-K9 | PSZ19291A2D
485 |  | GRUPOWANIE | CISCO2921/K9 | CISCO2921/K9 | FCZ192171FC
486 |  |  | EHWIC-4ESG-P | EHWIC-4ESG-P | FOC19066PES
487 |  |  | PWR-2921-51-AC | PWR-2921-51-AC | QCS19040R6J
488 |  | GRUPOWANIE | CISCO2921/K9 | CISCO2921/K9 | FCZ194360M9
489 |  |  | EHWIC-4ESG-P | EHWIC-4ESG-P | FOC19360WBD
490 |  |  | PWR-2921-51-AC | PWR-2921-51-AC | QCS19200PUL
491 |  | GRUPOWANIE | UCSC-C240-M3S | UCSC-C240-M3S | FCH1622V0S5
492 |  |  | ST91000640NS | A03-D1TBSATA | 9XG27ADT
493 |  |  | ST91000640NS | A03-D1TBSATA | 9XG2CJF9
494 |  |  | ST91000640NS | A03-D1TBSATA | 9XG8LEFC
495 |  |  | ST91000640NS | A03-D1TBSATA | 9XG29SE0
496 |  |  | ST91000640NS | A03-D1TBSATA | 9XG27EQJ
497 |  |  | ST91000640NS | A03-D1TBSATA | 9XG27AG4
498 |  |  | ST91000640NS | A03-D1TBSATA | 9XG27RJ6
499 |  |  | ST91000640NS | A03-D1TBSATA | 9XG2C8PG
500 |  |  | MBF2600RC | A03-D600GA2= | EA10PC7011P2
501 |  |  | MBF2600RC | A03-D600GA2= | EA10PC7011P3
502 |  |  | MBF2600RC | A03-D600GA2= | EA10PC7011NF
503 |  |  | MBF2600RC | A03-D600GA2= | EA10PC7011NB
504 |  |  | MBF2600RC | A03-D600GA2= | EA10PC7011NS
505 |  |  | MBF2600RC | A03-D600GA2= | EA10PC7011NG
506 |  |  | PX05SMB040 | UCS-SD400G12S4-EP | 97B0A03LTMEE
507 |  |  | PX05SMB040 | UCS-SD400G12S4-EP | 97B0A04WTMEE
508 |  |  | PX05SMB040 | UCS-SD400G12S4-EP | 97B0A050TMEE
509 |  |  | PX05SMB040 | UCS-SD400G12S4-EP | 97B0A03KTMEE
510 |  |  | PX05SMB040 | UCS-SD400G12S4-EP | 97B0A04DTMEE
511 |  |  | PX05SMB040 | UCS-SD400G12S4-EP | 97B0A058TMEE
512 |  |  | PX05SMB040 | UCS-SD400G12S4-EP | 97B0A055TMEE
513 |  |  | PX05SMB040 | UCS-SD400G12S4-EP | 9770A001TMEE
514 |  |  | HMT42GR7BFR4A-PB | UCS-MR-1X162RY-A | 817ABDCE
515 |  |  | HMT42GR7BFR4A-PB | UCS-MR-1X162RY-A | 817ABDFB
516 |  |  | HMT42GR7BFR4A-PB | UCS-MR-1X162RY-A | 817ABDFC
517 |  |  | HMT42GR7BFR4A-PB | UCS-MR-1X162RY-A | 817ABE76
518 |  |  | HMT42GR7BFR4A-PB | UCS-MR-1X162RY-A | 11BBD245
519 |  |  | HMT42GR7BFR4A-PB | UCS-MR-1X162RY-A | 11BBD249
520 |  |  | HMT42GR7BFR4A-PB | UCS-MR-1X162RY-A | 11BBD357
521 |  |  | HMT42GR7BFR4A-PB | UCS-MR-1X162RY-A | 11BBD3F8
522 |  |  | HMT42GR7BFR4A-PB | UCS-MR-1X162RY-A | 11BBD404
523 |  |  | HMT42GR7BFR4A-PB | UCS-MR-1X162RY-A | 11BBD40C
524 |  |  | HMT42GR7BFR4A-PB | UCS-MR-1X162RY-A | 11BBD42C
525 |  |  | HMT42GR7BFR4A-PB | UCS-MR-1X162RY-A | 11BBE394
526 |  |  | M393B1K70DH0-YK0 | UCS-MR-1X082RY-A | 33CDE7E0
527 |  |  | M393B1K70DH0-YK0 | UCS-MR-1X082RY-A | 33C86276
528 |  |  | M393B1K70DH0-YK0 | UCS-MR-1X082RY-A | 33CDEE5C
529 |  |  | M393B1K70DH0-YK0 | UCS-MR-1X082RY-A | 87D813D3
530 |  |  | M393B1K70DH0-YK0 | UCS-MR-1X082RY-A | 33DD86DB
531 |  |  | M393B1K70DH0-YK0 | UCS-MR-1X082RY-A | 33CDE806
532 |  |  | M393B1K70DH0-YK0 | UCS-MR-1X082RY-A | 87D813CE
533 |  |  | M393B1K70DH0-YK0 | UCS-MR-1X082RY-A | 87D813CD
534 |  | GRUPOWANIE | CISCO2901-SEC/K9 | CISCO2901-SEC/K9 | FCZ1444C1KB
535 |  | GRUPOWANIE | CISCO3945-CHASSIS | CISCO3945-CHASSIS | FGL1550126C
536 |  |  | C3900-SPE150/K9 | C3900-SPE150/K9 | FOC15450R7M
537 |  |  | PVDM3-256 | PVDM3-256 | FOC15452US7
538 |  |  | PWR-3900-AC | PWR-3900-AC | SNI1542C9AY
539 |  | GRUPOWANIE | CISCO3945-CHASSIS | CISCO3945-CHASSIS | FGL164513T0
540 |  |  | C3900-SPE150/K9 | C3900-SPE150/K9 | FOC16427KCF
541 |  |  | VWIC3-4MFT-T1/E1 | VWIC3-4MFT-T1/E1 | FOC16431GDA
542 |  |  | VWIC3-4MFT-T1/E1 | VWIC3-4MFT-T1/E1 | FOC16431G7W
543 |  |  | VIC2-4FXO | VIC2-4FXO | FOC16425ZT2
544 |  |  | PVDM3-256 | PVDM3-256 | FOC16436W3C
545 |  |  | PVDM3-256 | PVDM3-256 | FOC16436W74
546 |  |  | PVDM3-256 | PVDM3-256 | FOC16436W5F
547 |  |  | SM-SRE-910-K9 | SM-SRE-910-K9 | FOC16245Q2N
548 |  |  | ISM-SRE-300-K9 | ISM-SRE-300-K9 | FOC16421MTV
549 |  |  | PWR-3900-AC | PWR-3900-AC | FPS1642009R
550 |  |  | PWR-3900-AC | PWR-3900-AC | FPS16420003
551 |  | GRUPOWANIE | ^Touch 10 auto expand | CTS-CTRL-DVX-10+ | FOC2203NBAU | 5215656395
552 |  |  | Speaker Track 60 Microphone Array | CTS-ST-ARRAY60+ | FTT2209022A | 5215656413
553 |  |  | Two Ethernet cables (0.35m & 0.2m) for SpeakerTrack 60 | CAB-ETH-ST-SHORT- |  | 5215656419
554 |  |  | Two 12V power cables (0.45m & 0.2m) for SpeakerTrack 60 | CAB-PWR-ST-SHORT- |  | 5215656422
555 |  |  | Presentation cable w/audio, VGA/Jack to DVI/Phoenix | CAB-DVI-VGA-PHOEN |  | 5215656428
556 |  |  | Cisco TelePresence Precision 60 Camera - auto expand only | CTS-CAM-P60+ | FTT221101JB | 5215656460
557 |  |  | Cisco TelePresence Precision 60 Camera - auto expand only | CTS-CAM-P60+ | FTT221101IC | 5215656468
558 |  |  | Interface plate CAM-P60 to Speaker Track 60 | CTS-ST-INT-PLATE- |  | 5215656509
559 |  |  | Power supply 12VDC 84W | PWR-12VDC-84W- |  | 5215656514
560 |  |  | Wall Mount Kit for Speaker Track 60 Microphone Array | CTS-ST-ARR60-WMK- |  | 5215656521
561 |  |  | 12.5 meter flat grey Ethernet cable for Touch 10 | CAB-DV10-12.5M |  | 5215656528
562 |  |  | 4 meter flat grey Ethernet cable for Touch 10 | CAB-DV10-4M |  | 5215656533
563 |  |  | Power Injector (802.3af) | CTS-PWR-AIR-INJ5+ | PST2203K1ZP | 5215656576
564 |  |  | Installation sheet for Precision 60 Camera bracket | DOC-P60CAM-BRKT |  | 5215656586
565 |  |  | Cisco TelePresence Precision 60 Camera | CTS-CAM-P60 | FTT221101J0 | 5215656618
566 |  |  | Bracket for mounting of Precision 60 Camera | CTS-CAM60-BRKT |  | 5215656622
567 |  |  | License key to activate sw encryption module | LIC-CE-CRYPTO-K9 |  | 5215656625
568 |  |  | Power Supply 12 VDC 40W | PSU-12VDC-40W2 | FST2142AAHS | 5215656633
569 |  | GRUPOWANIE | WS-C2960CPD-8PT-L | WS-C2960CPD-8PT-L | FOC2151Y2VM
570 |  |  | PWR-ADPT | PWR-ADPT | LIT22522JU9
571 |  | GRUPOWANIE | WS-C2960CPD-8PT-L | WS-C2960CPD-8PT-L | FOC2151Y2XT
572 |  |  | PWR-ADPT | PWR-ADPT | LIT21433MCN
573 |  | GRUPOWANIE | N2248TP-E-FA-BUN | N2248TP-E-FA-BUN | FOX2151PXED
574 |  | GRUPOWANIE | N2248TP-E-FA-BUN | N2248TP-E-FA-BUN | FOX2151PXE2
575 |  | GRUPOWANIE | N2248TP-E-FA-BUN | N2248TP-E-FA-BUN | FOX2151P672
576 |  | GRUPOWANIE | N2248TP-E-FA-BUN | N2248TP-E-FA-BUN | FOX2151PQQR
577 |  | GRUPOWANIE | VG204XM | VG204XM | FCH1743R0CE
578 |  | GRUPOWANIE | VIC2-2BRI-NT/TE | VIC2-2BRI-NT/TE | FOC17304KVX
579 |  | GRUPOWANIE | VIC2-2BRI-NT/TE | VIC2-2BRI-NT/TE | FOC1444102E
580 |  | GRUPOWANIE | EVM-HD 8FXS/DID | EVM-HD 8FXS/DID | FOC14502M4P
581 |  | GRUPOWANIE | VWIC3-1MFT-T1/E1 | VWIC3-1MFT-T1/E1 | FOC192329RP
582 |  | GRUPOWANIE | VWIC3-2MFT-T1/E1 | VWIC3-2MFT-T1/E1 | FOC15315AL9
583 |  | GRUPOWANIE | VG310 | VG310 | FCZ2213404C
584 |  | GRUPOWANIE | Cisco TelePresence SX20 | CTS-SX20CODEC-K9 | FTT164500DV
585 |  | GRUPOWANIE | FPR2130-NGFW-K9 | FPR2130-NGFW-K9 | JMX2146Y07A
586 |  |  | FPR2K-PWR-AC-400= | FPR2K-PWR-AC-400= | LIT21413FXM
587 |  |  | FPR2K-SSD200 | FPR2K-SSD200 | 77IS100DTHZT
588 |  | GRUPOWANIE | FPR2130-NGFW-K9 | FPR2130-NGFW-K9 | JMX2146Y07B
589 |  |  | FPR2K-PWR-AC-400= | FPR2K-PWR-AC-400= | LIT21413GK6
590 |  |  | FPR2K-SSD200 | FPR2K-SSD200 | 77KS1028THZT
591 |  | GRUPOWANIE | UCS-C220-M3S | UCS-C220-M3S | FCH1642V0XL
592 |  |  | ST9300653SS | UCS-HDD300GI2F105 | 6XN19E2S0000B30198E5
593 |  |  | ST9300653SS | UCS-HDD300GI2F105 | 6XN1GMTJ0000B252EKD7
594 |  |  | ST9300653SS | UCS-HDD300GI2F105 | 6XN1GMXM0000B252EMSG
595 |  |  | ST9300653SS | UCS-HDD300GI2F105 | 6XN19CZV0000B252BT84
596 |  |  | ST9300653SS | UCS-HDD300GI2F105 | 6XN19CV50000B301985L
597 |  |  | ST9300653SS | UCS-HDD300GI2F105 | 6XN1HP0W0000B252EQVQ
598 |  |  | ST9300653SS | UCS-HDD300GI2F105 | 6XN1FB380000B252EL72
599 |  |  | ST9300653SS | UCS-HDD300GI2F105 | 6XN1H6LD0000B252EDNM
600 |  | GRUPOWANIE | EXPWY-CE500-BDL-K9 | EXPWY-CE500-BDL-K9 | FCH1941V04L
601 |  |  | ST1000NM0023 | EXP-HDD1TI2F212 | Z1W470EY
602 |  |  | ST1000NM0023 | EXP-HDD1TI2F212 | Z1W46Z7K
603 |  |  | LSI MegaRAID SAS 927 | LSI MegaRAID SAS 927 | SV34329023
604 |  | GRUPOWANIE | UCS-C220-M3S | UCS-C220-M3S | FCH1642V0FX
605 |  |  | ST9300653SS | UCS-HDD300GI2F105 | 6XN1SRYN0000N306HXMJ
606 |  |  | ST9300653SS | UCS-HDD300GI2F105 | 6XN1HNW30000B252EM87
607 |  |  | ST9300653SS | UCS-HDD300GI2F105 | 6XN1VKR10000B306HQLZ
608 |  |  | ST9300653SS | UCS-HDD300GI2F105 | 6XN1VL3Z0000B306DJ4X
609 |  |  | ST9300653SS | UCS-HDD300GI2F105 | 6XN1STL60000B306C53J
610 |  |  | ST9300653SS | UCS-HDD300GI2F105 | 6XN1RXR30000B306DZ1K
611 |  |  | ST9300653SS | UCS-HDD300GI2F105 | 6XN1HNK80000B30197Z4
612 |  |  | ST9300653SS | UCS-HDD300GI2F105 | 6XN1TE4M0000B306C5QD
613 |  | GRUPOWANIE | AIR-CTVM-K9 | AIR-CTVM-K9 | R97UJWOF4TB |  | 1
614 |  | GRUPOWANIE | AIR-CTVM-K9 | AIR-CTVM-K9 | 599WD15T8BM |  | 1
615 |  | GRUPOWANIE | ISE-VM-K9 | ISE-VM-K9 | FPETPEDLBHP | Instance number 1492657822 | 1
616 |  | GRUPOWANIE | ISE-VM-K9 | ISE-VM-K9 | FP273MXHGFY | Instance number 1492657828 | 1
617 |  | GRUPOWANIE | ASAv10 Standard - 1G | L-ASAV10S-STD | L-ASAV10S-STD | Instance Number 5127079399 5134524669 5233774379 1745717937 5178780172 5181191329 1745744581 5207747548 5207747549 5207747550 5207747551 5207747552 | 12
618 |  | GRUPOWANIE | C3850 Low Port DNA Advantage | C3850XS-DNA-L-A | C3850XS-DNA-L-A |  | 2
619 |  | GRUPOWANIE | C9200L DNA Essentials, 24-port Term license | C9200L-DNA-E-24 | C9200L-DNA-E-24 |  | 1
620 |  | GRUPOWANIE | C9200L DNA Essentials 48-port Term license | C9200L-DNA-E-48 | C9200L-DNA-E-48 |  | 4
621 |  | GRUPOWANIE |  | C9200L-NW-E-24 | C9200L-NW-E-24 |  | 1
622 |  | GRUPOWANIE | C9200L Network Essentials 48-port license | C9200L-NW-E-48 | C9200L-NW-E-48 |  | 2
623 |  | GRUPOWANIE | C9300-24P DNA Essentials | C9300-DNA-E-24 | C9300-DNA-E-24 |  | 10
624 |  | GRUPOWANIE | C9300 24P NW Essentials | C9300-NW-E-24 | C9300-NW-E-24 |  | 10
625 |  | GRUPOWANIE | C9300 48P DNA Essentials | C9300-DNA-E-48 | C9300-DNA-E-48 |  | 10
626 |  | GRUPOWANIE | C9300 48P NW Essentials | C9300-NW-E-48 | C9300-NW-E-48 |  | 10
627 |  | GRUPOWANIE | Cisco FPR2130 Threat Defense Malware Protection License | L-FPR2130T-TMC= | L-FPR2130T-TMC= |  | 6
628 |  | GRUPOWANIE | Cisco FPR2130 Threat Defense Threat Protection License | L-FPR2130T-TMC= | L-FPR2130T-TMC= |  | 6
629 |  | GRUPOWANIE | Cisco FPR2130 Threat Defense URL Filtering License | L-FPR2130T-TMC= | L-FPR2130T-TMC= |  | 10
630 |  | GRUPOWANIE | CME v12 Endpoint License | CME-UL | CME-UL |  | 236
631 |  | GRUPOWANIE | Cisco Unified Border Element (CUBE) Line Standard Session License | CUBE-L-STD | CUBE-L-STD |  | 5
632 |  | GRUPOWANIE | Firepower Threat Defense Base Features | Firepower Threat Defense Base Features | Firepower Threat Defense Base Features |  | 4
633 |  | GRUPOWANIE | Unified Survivable Remote Site Telephony (SRST) Endpoint License | SRST-EP | SRST-EP |  | 25
634 |  | GRUPOWANIE | Unity Connection Basic Messaging User Licenses | UNITYCN12-STD-USR | UNITYCN12-STD-USR |  | 75
635 |  | GRUPOWANIE | Cisco Unity Express IVR session license | CUE-IVR | CUE-IVR |  | 40
636 |  | GRUPOWANIE | ASA5545 Threat Defense Threat Protection Cisco ASA5545 FirePOWER IPS License | L-ASA5545T-T= L-ASA5545-TA= | L-ASA5545T-T= L-ASA5545-TA= |  | 2
637 |  | GRUPOWANIE | U.S. Export Restriction Compliance license for 2921/2951 | FL-29-HSEC-K9= | 3901J95F962 | 7D0EC3C5A3C965F8EAE56653B5FAD0C5233BEE94016ADB22E6EA1C9B205209E7 | 1
638 |  | GRUPOWANIE | U.S. Export Restriction Compliance license for 2921/2951 | FL-29-HSEC-K9= | 3901J16C4BA |  | 1
639 |  | GRUPOWANIE | U.S. Export Restriction Compliance license for 2921/2951 | FL-29-HSEC-K9= | 3901J63AADC |  | 1
640 |  | GRUPOWANIE | U.S. Export Restriction Compliance license for 2921/2951 | FL-29-HSEC-K9= | 3901J12F625 |  | 1
641 |  | GRUPOWANIE | U.S. Export Restriction Compliance license for 2921/2951 | FL-29-HSEC-K9= | 3901J1EE6BE |  | 1
642 |  | GRUPOWANIE | U.S. Export Restriction Compliance license for 2921/2951 | FL-29-HSEC-K9= | 3901J5427B4 |  | 1
643 |  | GRUPOWANIE | U.S. Export Restriction Compliance license for 3900 series | FL-39-HSEC-K9= | 3901J533D71 |  | 1
644 |  | GRUPOWANIE | U.S. Export Restriction Compliance license for 3900 series | FL-39-HSEC-K9= | 3901J261A99 |  | 1
645 |  | GRUPOWANIE | U.S. Export Restriction Compliance license for 3900 series | FL-39-HSEC-K9= | 3901J362090 |  | 1
646 |  | GRUPOWANIE | Cisco ASA5506 Control License | ASA5506-CTRL-LIC | M9J05NGY4HK |  | 1
647 |  | GRUPOWANIE | Cisco ASA5506 Control License | ASA5506-CTRL-LIC | 25KFHP29M6J |  | 1
648 |  | GRUPOWANIE | Cisco ASA5506 Control License | ASA5506-CTRL-LIC | 4BNCRHUIPNM |  | 1
649 |  | GRUPOWANIE | Cisco ASA5506 Control License | ASA5506-CTRL-LIC | CFLV569KZP5 |  | 1
650 |  | GRUPOWANIE | Cisco ASA5506 Control License | ASA5506-CTRL-LIC | XVOY479F1S0 |  | 1
651 |  | GRUPOWANIE | Cisco ASA5508 Control License | ASA5508-CTRL-LIC | HW8NCLJVHLW |  | 1
652 |  | GRUPOWANIE | Cisco ASA5508 Control License | ASA5508-CTRL-LIC | 3QRLPFVNXLK |  | 1
653 |  | GRUPOWANIE | Cisco ASA5508 Control License | ASA5508-CTRL-LIC | U7GALCO6SZF |  | 1
654 |  | GRUPOWANIE | Cisco ASA5508 Control License | ASA5508-CTRL-LIC | TTOOEGED29D |  | 1
655 |  | GRUPOWANIE | Cisco ASA5508 Control License | ASA5508-CTRL-LIC | 4E1CK4WT1CY |  | 1
656 |  | GRUPOWANIE | Cisco ASA5508 Control License | ASA5508-CTRL-LIC | 8CYL7DT3Q6A |  | 1
657 |  | GRUPOWANIE | Cisco ASA5508 Control License | ASA5508-CTRL-LIC | AYOT7BKOYR0 |  | 1
658 |  | GRUPOWANIE | Cisco ASA5545 Control License | ASA5545-CTRL-LIC | GV53WUD1VD5 |  | 1
659 |  | GRUPOWANIE | Cisco ASA5545 Control License | ASA5545-CTRL-LIC | TN2HI4SPJ8O |  | 1
660 |  | GRUPOWANIE | Cisco ASA5545 Control License | ASA5545-CTRL-LIC | WKAQVE304C2 |  | 1
661 |  | GRUPOWANIE | Cisco ASA5545 Control License | ASA5545-CTRL-LIC | 2851J310C3D |  | 1
662 |  | GRUPOWANIE | Cisco ASA5545 Control License | ASA5545-CTRL-LIC | 2851J504AB3 |  | 1
663 |  | GRUPOWANIE | Cisco ASA5545 Control License | ASA5545-CTRL-LIC | 2851J36E356 |  | 1
664 |  | GRUPOWANIE | Cisco ASA5545 Control License | ASA5545-CTRL-LIC | 2851J31ECD2 |  | 1
665 |  | GRUPOWANIE | Cisco ASA5545 Control License | ASA5545-CTRL-LIC | 2851J2B192B |  | 1
666 |  | GRUPOWANIE | Cisco ASA5545 Control License | ASA5545-CTRL-LIC | 2851J1B3E44 |  | 1
667 |  | GRUPOWANIE | Cisco ASA5545 Control License | ASA5545-CTRL-LIC | 2851J158F4D |  | 1
668 |  | GRUPOWANIE | Cisco ASA5545 Control License | ASA5545-CTRL-LIC | 2851J149BCC |  | 1
669 |  | GRUPOWANIE | AnyConnect Essentials VPN License - ASA 5520 (750 Users) | ASA-AC-E-5520= | 2851J6689B6 |  | 1
670 |  | GRUPOWANIE | IMC Supervisor-Branch Mgt SW for C & E-Series up to 25 Svrs | CIMC-SUP-B25= | 7N8JU49LDVB |  | 1
671 |  | GRUPOWANIE | IMC Supervisor-Branch Mgt SW for C & E-Series up to 25 Svrs | CIMC-SUP-B25= | U2XWWY8RKM1 |  | 1
672 |  | GRUPOWANIE | IMC Supervisor One-time Site Installation License | CIMC-SUP-BASE-K9= | Y1HKOSH0PKF |  | 1
673 |  | GRUPOWANIE | IMC Supervisor One-time Site Installation License | CIMC-SUP-BASE-K9= | OJMXL05D2RE |  | 1
674 |  | GRUPOWANIE | U.S. Export Restriction Compliance license for 4350 series | FL-4350-HSEC-K9= | 99ZG7AX2P6N |  | 1
675 |  | GRUPOWANIE | U.S. Export Restriction Compliance license for 4350 series | FL-4350-HSEC-K9= | 7WGTNO9QXQY |  | 1
676 |  | GRUPOWANIE | Unity Express up to version 8.6 ONLY - 2 Port | FL-CUE-PORT-2= | 3867J2B2B7B |  | 1
677 |  | GRUPOWANIE | Unity Express up to version 8.6 ONLY - 2 Port | FL-CUE-PORT-2= | 3867J2FE060 |  | 1
678 |  | GRUPOWANIE | Unity Express up to version 8.6 ONLY - 2 Port | FL-CUE-PORT-2= | 3867J40AEC9 |  | 1
679 |  | GRUPOWANIE | Unity Express up to version 8.6 ONLY - 2 Port | FL-CUE-PORT-2= | 3867J214588 |  | 1
680 |  | GRUPOWANIE | Unity Express up to version 8.6 ONLY - 2 Port | FL-CUE-PORT-2= | 3867JEA3D97 |  | 1
681 |  | GRUPOWANIE | Unity Express up to version 8.6 ONLY - 2 Port | FL-CUE-PORT-2= | 3867J3FEB9B |  | 1
682 |  | GRUPOWANIE | Unity Express up to version 8.6 ONLY - 2 Port | FL-CUE-PORT-2= | 3867J4FD307 |  | 1
683 |  | GRUPOWANIE | Unity Express up to version 8.6 ONLY - 2 Port | FL-CUE-PORT-2= | 3867J605535 |  | 1
684 |  | GRUPOWANIE | Cisco Firepower Management Center,(VMWare) for 10 devices | FS-VMW-10-SW-K9 | V86QY6PQW9O |  | 1
685 |  | GRUPOWANIE | Cisco Firepower Management Center,(VMWare) for 10 devices | FS-VMW-10-SW-K9 | 7361J5F86C6 |  | 1
686 |  | GRUPOWANIE | Cisco Firepower Management Center,(VMWare) for 10 devices | FS-VMW-10-SW-K9 | B517609E96F607A5911385BD9FE6262C8D354A7A0667972A010586755FF18739 |  | 1
687 |  | GRUPOWANIE | Cisco Firepower Management Center,(VMWare) for 2 devices | FS-VMW-2-SW-K9 | PNMX5M5RMSW |  | 1
688 |  | GRUPOWANIE | Cisco Firepower Management Center,(VMWare) for 2 devices | FS-VMW-2-SW-K9 | JURK632NZ6J |  | 1
689 |  | GRUPOWANIE | Cisco AnyConnect 1-Yr 1K User Apex (ASA License Key) | L-AC-APX-S-1Y-1K L-AC-APX-3Y-S5 | 7511J4BF216 |  | 4000
690 |  | GRUPOWANIE | Cisco AnyConnect 1K User Plus Perpetual (ASA License Key) | L-AC-PLS-P-1K | FPGB3QG23KD |  | 99986
691 |  | GRUPOWANIE | Cisco AnyConnect 1K User Plus Perpetual (ASA License Key) | L-AC-PLS-P-1K | 7511J4DA449 |  | 99999
692 |  | GRUPOWANIE | Cisco Virtual Wireless Controller(w/5 Access Points License) | L-AIR-CTVM-5-K9 | R97UJWOF4TB |  | 1
693 |  | GRUPOWANIE | Cisco Virtual Wireless Controller(w/5 Access Points License) | L-AIR-CTVM-5-K9 | 599WD15T8BM |  | 1
694 |  | GRUPOWANIE | Primary SKU for CTVM upgrade licenses (Delivery via Email) | L-LIC-CTVM-UPG | FA5C9A77463DF4FFE454D615DE4ED97EED68F0316B9CDE81182A1374858EB1DB |  | 1
695 |  | GRUPOWANIE | Primary SKU for CTVM upgrade licenses (Delivery via Email) | L-LIC-CTVM-UPG | D841EE43E48D8A57601A969BF82AE882413E5502FE353648D3CBDB07EB1754DF |  | 1
696 |  | GRUPOWANIE | Upgrade Options for 2504 WLAN Controller (e-Delivery) | L-LIC-CT2504-UPG | F8FAD72D909D034B78764B5FC353033D275896C99227567839DC21AB5D95273E |  | 1
697 |  | GRUPOWANIE | L-ASA5545-TAC= | L-ASA5545-TAC= | 2851J1AF7DB |  | 8
698 |  | GRUPOWANIE | AnyConnect Mobile - ASA 5520 (req. Essentials or Premium) | L-ASA-AC-M-5520= | 2851J6659C5 |  | 1
699 |  | GRUPOWANIE | L-ASA-SC-20= | L-ASA-SC-20= | 2851J196DCB |  | 1
700 |  | GRUPOWANIE | L-ASA-SC-20= | L-ASA-SC-20= | 2851J1EC84F |  | 1
701 |  | GRUPOWANIE | Cisco ISE 100 Endpoint Apex Subscription License Cisco ISE Apex License | L-ISE-APX-S-100= L-ISE-APX-3Y-S1 | GO2I6EJBTAP |  | 249
702 |  | GRUPOWANIE | Cisco ISE 100 Endpoint Apex Subscription License | L-ISE-APX-S-100= | D8OIVH5CLD7 |  | 1
703 |  | GRUPOWANIE | Cisco Identity Services Engine 1000 EndPoint Base License | L-ISE-BSE-1K= | RSJD408D73R |  | 1
704 |  | GRUPOWANIE | Cisco Identity Services Engine 2500 EndPoint Base License | L-ISE-BSE-2500= | 7GSSJF2HE0I |  | 1
705 |  | GRUPOWANIE | Cisco Identity Services Engine 2500 EndPoint Base License | L-ISE-BSE-2500= | 4941J755AF3 |  | 1
706 |  | GRUPOWANIE | Cisco ISE 100 Endpoint Plus Subscription License Cisco ISE Plus License | L-ISE-PLS-S-100= L-ISE-PLS-3Y-S2 | 4CAAD3775A106C270DE6CDC5CFCA5A3F2776730C0B7CE28EA134CA0DBE23E35C |  | 250
707 |  | GRUPOWANIE | Cisco ISE 100 Endpoint Plus Subscription License | L-ISE-PLS-S-100= | WQBCYG3AZZP |  | 1
708 |  | GRUPOWANIE | Cisco ISE 100 Endpoint Plus Subscription License | L-ISE-PLS-S-100= | RMBP1O71F69 |  | 4
709 |  | GRUPOWANIE | Cisco ISE Device Admin License | L-ISE-TACACS= | I6I5C7IODNQ |  | 1
710 |  | GRUPOWANIE | Cisco ISE Device Admin License | L-ISE-TACACS= | 8AWWTMEYMCB |  | 1
711 |  | GRUPOWANIE | Unified Communication E-Delivery PAK for Cisco 2901-2951 | L-SL-29-UC-K9= | NB0XZKW0GX2 |  | 1
712 |  | GRUPOWANIE | NX-OS Essentials license for Nexus 9300 (10G+) Platforms | NXOS-ES-XF= | 5VYWK87YP7C |  | 4
713 |  | GRUPOWANIE | Security License for Fixed Platforms | NXOS-SEC-XF | WWV0YNK67UP |  | 1
714 |  | GRUPOWANIE | Security License for Fixed Platforms | NXOS-SEC-XF | XNUDK7H8JV0 |  | 1
715 |  | GRUPOWANIE | Security License for Fixed Platforms | NXOS-SEC-XF | QBM69PO1EIP |  | 1
716 |  | GRUPOWANIE | Security License for Fixed Platforms | NXOS-SEC-XF | 5XANP0NOIUJ |  | 1
717 |  | GRUPOWANIE | Cisco AnyConnect 1K User Plus Perpetual (ASA License Key) | L-AC-PLS-P-1K | 7511J4DA449 |  | 99999
718 |  | GRUPOWANIE | R-ISE-VMM-K9= | R-ISE-VMM-K9= | FPSA75DKG7O | Instance number 5292006288 | 5
719 |  | GRUPOWANIE | Security License for Cisco 2901-2951 | SL-29-SEC-K9 | 3631J7A0E0F |  | 1
720 |  | GRUPOWANIE | Security E-Delivery PAK for Cisco 2901-2951 | SL-29-SEC-K9= | 3901J75170B |  | 1
721 |  | GRUPOWANIE | UCS E-Series VMware ESXi 6 Standard (with vCenter) License | FL-UCSE-VS6-STD= | 4M402-D233K-V833A-AA880-2N0J0 |  | 1
722 |  | GRUPOWANIE | UCS E-Series VMware ESXi 6 Standard (with vCenter) License | FL-UCSE-VS6-STD= | 0J00K-D2L60-C8C3A-AA906-C0014 |  | 1
723 |  | GRUPOWANIE | UCS E-Series VMware ESXi 6 Standard (with vCenter) License | FL-UCSE-VS6-STD= | 0M092-D2L2H-C8C3A-A89K6-CXH34 |  | 1
724 |  | GRUPOWANIE | UCS E-Series VMware ESXi 6 Standard (with vCenter) License | FL-UCSE-VS6-STD= | 0M492-82JC0-V8C3C-A91K0-CTUJ4 |  | 1
725 |  | GRUPOWANIE | UCS E-Series VMware ESXi 6 Standard (with vCenter) License | FL-UCSE-VS6-STD= | 0N00H-82172-V8C3C-A8102-AX010 |  | 1
726 |  | GRUPOWANIE | UCS E-Series VMware ESXi 6 Standard (with vCenter) License | FL-UCSE-VS6-STD= | 0N00K-D2LC2-C823C-AC0K4-35A30 |  | 1
727 |  | GRUPOWANIE | UCS E-Series VMware ESXi 6 Standard (with vCenter) License | FL-UCSE-VS6-STD= | 0N48K-823A2-Z8C32-AU800-3J810 |  | 1
728 |  | GRUPOWANIE | UCS E-Series VMware ESXi 6 Standard (with vCenter) License | FL-UCSE-VS6-STD= | 4H01K-823FK-C8332-A98U4-ADHJ0 |  | 1
729 |  | GRUPOWANIE | UCS E-Series VMware ESXi 6 Standard (with vCenter) License | FL-UCSE-VS6-STD= | 4M00H-D2J30-G823A-AV8U0-AJR30 |  | 1
730 |  | GRUPOWANIE | UCS E-Series VMware ESXi 6 Standard (with vCenter) License | FL-UCSE-VS6-STD= | 4M09H-82L30-V8C3A-AV9R2-A80L0 |  | 1
731 |  | GRUPOWANIE | VMware vSphere 6 Standard (1 CPU), 3-yr, Support Required | VMW-VSP-STD-3A= | J101H-D2JQ0-C8C33-AV1HK-08A64 |  | 1
732 |  | GRUPOWANIE | VMware vSphere 6 Standard (1 CPU), 3-yr, Support Required | VMW-VSP-STD-3A= | J5410-82JU0-G8C3A-AU0KM-0RAM4 |  | 1
733 |  | GRUPOWANIE | VMware vSphere 6 Standard (1 CPU), 3-yr, Support Required | VMW-VSP-STD-3A= | N5490-821PK-G8A33-AC1HK-9XH40 |  | 1
734 |  | GRUPOWANIE | VMware vSphere 6 Standard (1 CPU), 3-yr, Support Required | VMW-VSP-STD-3A= | N108K-82LVH-Z8A32-AV0AH-858M4 |  | 1
735 |  | GRUPOWANIE | VMware vSphere 6 Standard (1 CPU), 3-yr, Support Required | VMW-VSP-STD-3A= | N508K-82JQ2-Z8A32-AC0RP-80840 |  | 1
736 |  | GRUPOWANIE | VMware vSphere 6 Standard (1 CPU), 3-yr, Support Required | VMW-VSP-STD-3A= | N1080-82JUH-V8A32-AC80M-1EK44 |  | 1
737 |  | GRUPOWANIE | VMware vSphere 6 Standard (1 CPU), 3-yr, Support Required | VMW-VSP-STD-3A= | M4403-0X0QQ-F8L3A-AJ1AP-3W72J |  | 1
738 |  | GRUPOWANIE | TMS (wirtualka video) | CTI-TMS-SW-K9 | 80A63956
739 |  |  | 113612E25-2-90C160F0 | LIC-TMS-MSXE-25 | 80A63956 |  | 25
740 |  |  | 113612E25-1-18DAC5A0 | LIC-TMS-MSXE-25 | 80A63956 |  | 25
741 |  |  | 113612M100-1-20BD7F78 | LIC-TMS-PE-100 | 80A63956 |  | 100
742 |  |  | 113612S25-2-306D0AC4 | LIC-TMS-25 | 80A63956 |  | 25
743 |  |  | 113612S25-1-0CDE4DAE | LIC-TMS-25 | 80A63956 |  | 25
744 |  |  | 113612S10-1-3EA3EE51 | LIC-TMS-10 | 80A63956 |  | 10
745 |  | GRUPOWANIE | LIC-TMS-PMP-PAK | LIC-TMS-PMP-PAK | 8KAG2Q4GOPE |  | 1
746 |  |  | LIC-TMS-25-PMP | LIC-TMS-25-PMP |  |  | 1
747 |  |  | LIC-TMS-EX25-PMP | LIC-TMS-EX25-PMP |  |  | 1
748 |  | GRUPOWANIE | CUWL Standard (11.x) | UCM-11X-UWL-STD | b464c83984d6eac35ba53c4660080c77 |  | 2420
749 |  |  | TelePresence Room (11.x) | LIC-TP-11X-ROOM | b464c83984d6eac35ba53c4660080c77 |  | 60
750 |  |  | CUWL Standard Messaging (11.x) | UCXN-11X-UWL-STD | b464c83984d6eac35ba53c4660080c77 |  | 2300
751 |  |  | Enhanced (10.x) | LIC-CUCM-10X-ENH | b464c83984d6eac35ba53c4660080c77 |  | 150
752 |  |  | Connect Port (11.x) | UCXN-11X-SC-PORTS | b464c83984d6eac35ba53c4660080c77 |  | 3
753 |  |  | UC Encryption license | LIC-UC-ENC | b464c83984d6eac35ba53c4660080c77 |  | 1
754 |  |  | CUWL Professional Messaging (11.x) | UCXN-11X-UWL-PRO | b464c83984d6eac35ba53c4660080c77 |  | 25
755 |  |  | CUWL Professional (11.x) | UCM-11X-UWL-PRO | b464c83984d6eac35ba53c4660080c77 |  | 25
756 |  |  | UWL-11X-PAK | UWL-11X-PAK | b464c83984d6eac35ba53c4660080c77 |  | 1
757 |  |  | UCMPAK | UCM-PAK | b464c83984d6eac35ba53c4660080c77 |  | 1
758 |  |  | UCMPAK | UCM-PAK | b464c83984d6eac35ba53c4660080c77 |  | 1
759 |  | GRUPOWANIE | CCX 11 autoexpanded PAK | CCX-11-PAK | a622e8276ba5 | Instance number 5187078679 | 5
760 |  | GRUPOWANIE | Expressway | Expressway | 069BB1A1
761 |  |  | LIC-EXP-E-PAK | LIC-EXP-E-PAK | 069BB1A1 |  | 1
762 |  |  | LIC-EXP-GW | LIC-EXP-GW | 069BB1A1 |  | 1
763 |  |  | LIC-EXP-SERIES | LIC-EXP-SERIES | 069BB1A1 |  | 1
764 |  |  | LIC-SW-EXP-K9 | LIC-SW-EXP-K9 | 069BB1A1 |  | 4
765 |  | GRUPOWANIE | Expressway | Expressway | 045297E6
766 |  |  | LIC-EXP-E-PAK | LIC-EXP-E-PAK | 045297E6 |  | 1
767 |  |  | LIC-EXP-GW | LIC-EXP-GW | 045297E6 |  | 1
768 |  |  | LIC-EXP-SERIES | LIC-EXP-SERIES | 045297E6 |  | 1
769 |  |  | LIC-SW-EXP-K9 | LIC-SW-EXP-K9 | 045297E6 |  | 4
770 |  | GRUPOWANIE | Expressway | Expressway | 06AA5CA5
771 |  |  | LIC-EXP-E-PAK | LIC-EXP-E-PAK | 06AA5CA5 |  | 1
772 |  |  | LIC-EXP-GW | LIC-EXP-GW | 06AA5CA5 |  | 1
773 |  |  | LIC-EXP-RMS | LIC-EXP-RMS | 06AA5CA5 |  | 25
774 |  |  | LIC-EXP-AN | LIC-EXP-AN | 06AA5CA5 |  | 1
775 |  |  | LIC-EXP-RMS-PMP | LIC-EXP-RMS-PMP | 06AA5CA5 |  | 6
776 |  |  | LIC-EXP-E | LIC-EXP-E | 06AA5CA5 |  | 1
777 |  |  | LIC-EXP-TURN | LIC-EXP-TURN | 06AA5CA5 |  | 2
778 |  |  | LIC-EXP-SERIES | LIC-EXP-SERIES | 06AA5CA5 |  | 1
779 |  | GRUPOWANIE | Expressway | Expressway | 0E0A25B8
780 |  |  | LIC-SW-EXP-K9 | LIC-SW-EXP-K9 | 0E0A25B8 |  | 5
781 |  |  | LIC-EXP-GW | LIC-EXP-GW | 0E0A25B8 |  | 1
782 |  |  | LIC-EXP-AN | LIC-EXP-AN | 0E0A25B8 |  | 1
783 |  |  | LIC-EXP-E | LIC-EXP-E | 0E0A25B8 |  | 1
784 |  |  | LIC-EXP-TURN | LIC-EXP-TURN | 0E0A25B8 |  | 1
785 |  |  | LIC-EXP-SERIES | LIC-EXP-SERIES | 0E0A25B8 |  | 1
786 |  | GRUPOWANIE | CCX 11 autoexpanded PAK | CCX-11-PAK | e02b473c8dfb
787 |  | GRUPOWANIE | Essential (11.x) | BE6K-UCL-ESS | 8a3df37a8c7b3cd909c059275932d45e |  | 60
788 |  |  | Enhanced (10.x) | LIC-CUCM-11X-ENH | 8a3df37a8c7b3cd909c059275932d45e |  | 400
789 |  |  | Connect Port (11.x) | UCXN-11X-SC-PORTS | 8a3df37a8c7b3cd909c059275932d45e |  | 2
790 |  |  | CUWL Standard Messaging (11.x) | CUWL Standard Messaging (11.x) | 8a3df37a8c7b3cd909c059275932d45e |  | 35
791 |  |  | BE6K-PAK | BE6K-PAK | 8a3df37a8c7b3cd909c059275932d45e |  | 1
792 |  | GRUPOWANIE | CCX 11 autoexpanded PAK | CCX-11-PAK | 87b3e7ff53a3 | Instance number 5187078681 | 5
793 |  | GRUPOWANIE | Essential (11.x) | BE6K-UCL-ESS | 4737d60ce40202bc8df5da01e50f2c61 |  | 32
794 |  |  | Enhanced (10.x) | LIC-CUCM-11X-ENH | 4737d60ce40202bc8df5da01e50f2c61 |  | 80
795 |  |  | Connect Port (11.x) | UCXN-11X-SC-PORTS | 4737d60ce40202bc8df5da01e50f2c61 |  | 2
796 |  |  | CUWL Standard Messaging (11.x) | CUWL Standard Messaging (11.x) | 4737d60ce40202bc8df5da01e50f2c61 |  | 35
797 |  |  | BE6K-PAK | BE6K-PAK | 4737d60ce40202bc8df5da01e50f2c61 |  | 1
798 |  |  | BE6K-PAK | BE6K-PAK | 4737d60ce40202bc8df5da01e50f2c61 |  | 1
799 |  | GRUPOWANIE | CCX 11 autoexpanded PAK | CCX-11-PAK | ee43384ce1dd | Instance number 5187887968 | 5
800 |  | GRUPOWANIE | Enhanced (10.x) | LIC-CUCM-11X-ENH | 63a559dbb9df2c62a1f645a6c26b4c12 |  | 75
801 |  |  | Connect Port (11.x) | UCXN-11X-SC-PORTS | 63a559dbb9df2c62a1f645a6c26b4c12 |  | 2
802 |  |  | CUWL Standard Messaging (11.x) |  | 63a559dbb9df2c62a1f645a6c26b4c12 |  | 35
803 |  |  | BE6K-PAK | BE6K-PAK | 63a559dbb9df2c62a1f645a6c26b4c12 |  | 1
804 |  | GRUPOWANIE | CCX 11 autoexpanded PAK | CCX-11-PAK | c0cf3bd1f61f | Instance number 5228347132 | 5
805 |  | GRUPOWANIE | UWL-11X-PAK | UWL-11X-PAK | LGGK0ZRQD0Y |  | 1
806 |  |  | UCXN-11X-SC-PORTS | UCXN-11X-SC-PORTS |  |  | 2
807 |  |  | UCXN-11X-UWL-PRO | UCXN-11X-UWL-PRO |  |  | 25
808 |  |  | UCM-11X-UWL-PRO | UCM-11X-UWL-PRO |  |  | 25
809 |  | GRUPOWANIE | LIC-EXP-E-PAK | LIC-EXP-E-PAK | UVLSSJ2WBN2 |  | 1
810 |  |  | LIC-EXP-TURN | LIC-EXP-TURN |  |  | 6
811 |  |  | LIC-EXP-MSFT-PMP | LIC-EXP-MSFT-PMP |  |  | 1
812 |  |  | LIC-EXP-E | LIC-EXP-E |  |  | 6
813 |  |  | LIC-EXP-DSK | LIC-EXP-DSK |  |  | 50
814 |  |  | LIC-EXP-AN | LIC-EXP-AN |  |  | 6
815 |  |  | LIC-EXP-RMS-PMP | LIC-EXP-RMS-PMP |  |  | 6
816 |  |  | LIC-EXP-SERIES | LIC-EXP-SERIES |  |  | 12
817 |  |  | LIC-EXP-GW | LIC-EXP-GW |  |  | 12
818 |  | GRUPOWANIE | LIC-EXP-E-PAK | LIC-EXP-E-PAK | 6858J779505 |  | 1
819 |  |  | LIC-EXP-RMS | LIC-EXP-RMS |  |  | 25
820 |  | GRUPOWANIE | LIC-EXP-E-PAK | LIC-EXP-E-PAK | 70RT3UELQR0 |  | 1
821 |  |  | LIC-EXP-E | LIC-EXP-E |  |  | 2
822 |  |  | LIC-EXP-GW | LIC-EXP-GW |  |  | 4
823 |  |  | LIC-EXP-DSK | LIC-EXP-DSK |  |  | 65
824 |  |  | LIC-EXP-AN | LIC-EXP-AN |  |  | 2
825 |  |  | LIC-EXP-SERIES | LIC-EXP-SERIES |  |  | 4
826 |  |  | LIC-EXP-TURN | LIC-EXP-TURN |  |  | 2
827 |  | GRUPOWANIE | LIC-CMS-PAK | LIC-CMS-PAK | X1A8U26BUGD |  | 1
828 |  |  | LIC-CMS-SMP-SL2SMP | LIC-CMS-SMP-SL2SMP |  |  | 12
829 |  | GRUPOWANIE | LIC-CMS-PAK | LIC-CMS-PAK | 7DFO46W3CVX |  | 1
830 |  |  | LIC-CMS-PMP+USER | LIC-CMS-PMP+USER |  |  | 25
831 |  | GRUPOWANIE | LIC-CMS-PAK | LIC-CMS-PAK | 173SSVWEK7A |  | 1
832 |  |  | LIC-CMS-K9 | LIC-CMS-K9 |  |  | 1
833 |  | GRUPOWANIE | L-LIC-CT2504-UPG | L-LIC-CT2504-UPG | KW627FGB8RE |  | 1
834 |  |  | L-LIC-CT2504-25A | L-LIC-CT2504-25A |  |  | 1
835 |  | GRUPOWANIE | BE6K-PAK | BE6K-PAK | 8JU444H2KP5 |  | 1
836 |  |  | UCM-11X-ENH-UCL | UCM-11X-ENH-UCL |  |  | 30
837 |  |  | UCM-11X-ESS-UCL | UCM-11X-ESS-UCL |  |  | 24
838 |  |  | UCXN-11X-SCPORTS | UCXN-11X-SCPORTS |  |  | 2
839 |  |  | BE6K-UXL-START | BE6K-UXL-START |  |  | 1
840 |  |  | BE-11X-UCL-STR | BE-11X-UCL-STR |  |  | 1
841 |  | GRUPOWANIE | CCX-11-PAK | CCX-11-PAK | Q3GV973JLW7 | Instance number 5246356212 | 10
842 |  |  | CCX-11-N-E-LIC | CCX-11-N-E-LIC |  |  | 5
843 |  |  | CCX-11-E-SVR-LIC | CCX-11-E-SVR-LIC |  |  | 1
844 |  |  | Unified Workspace Licensing - Top Level for STD | CUWL-LIC-STD-K9 | 1079428590 |  | 1
845 |  |  | Unified Workspace Licensing STD, 1 User Govt/Edu | LIC-UWL-STD-SLED | 1079428600 |  | 1900
846 |  |  | CIPC UWL Right to Use Certificate | CIPC-UWL-RTU | 1079428609 |  | 1
847 |  |  | Jabber for MAC Right to Use Certificate | JAB8-MAC-UWL-RTU | 1079428646 |  | 1
848 |  |  | CUCM 8.6 UCS 1000 | UCM-UCS1000-86-UWL | 1079428681 |  | 1
849 |  |  | Jabber for Everyone Right to Use | JABBER-IM-RTU | 1079428709 |  | 1
850 |  |  | Services Mapping SKU, 1K-10K UWL STD users | LIC-UWL-STD-SLED-B | 1079428721 |  | 1900
851 |  |  | Included Cisco Unified Presence On Premise | CUP-ONPREM-OPT | 1079428746 |  | 1
852 |  |  | Jabber for Everyone Additional IM Users | JABBER-IM-ADDON | 1079428788 |  | 4000
853 |  |  | Cisco Unified Presence 8.6 for CUWL only | CUP-86-UWL | 1079428800 |  | 3
854 |  |  | Communications Manager UWL DLU Bundle | CUCM-UWL | 1079428879 |  | 15968
855 |  |  | Unity Connection 8.x User | UCXN8-UWL-USR | 1079428900 |  | 1900
856 |  |  | Unity Connection 8.x for VMWare | UNCN8-VMWARE-UWL | 1079428908 |  | 3
857 |  |  | CUCM 8.6 UCS 2500 | UCM-UCS2500-86-UWL | 1079428949 |  | 1
858 |  |  | CUCM 8.6 UCS 7500 | UCM-UCS7500-86-UWL | 1079428963 |  | 4
859 |  |  | IP Communicator 8.x for CUWL only | IPC8-CLIENT-UWL | 1079428991 |  | 50
860 |  |  | Unified Presence 8.6 Users | CUP-86-UWL-USR | 1079429022 |  | 1900
861 |  | GRUPOWANIE | License Key Software Encrypted | LIC-SW-EXP-K9 | 5228347112 | 4197E81ADCFBE780484C1AFB3DA556DB9819744E6168D56EBC869A7357B3F04E | 1
862 |  | GRUPOWANIE | License Key Software Encrypted | LIC-SW-EXP-K9 | 5228347114 | A96C39DE99DB7C4EC6BC49FD9DD1E4F6F36421ACA76D3E1D397D963F7703247D | 1
863 |  | GRUPOWANIE | License Key Software Encrypted | LIC-SW-EXP-K9 | 5228347116 | 6C24891ACDD403D0AAC97DBE5CEE8E2FC02644D1191343705E30961B965A18D5 | 1
864 |  | GRUPOWANIE | License Key Software Encrypted | LIC-SW-EXP-K9 | 5228347119 | ECB23B01F95FE7C3BF6D485AC6B5968EDDD0CD229D8E2866031F85AB07E839DE | 1
865 |  |  | Cisco Expressway-E Server, Virtual Edition | EXPWY-VE-E-K9 | 5228347120 |  | 2
866 |  |  | BE6K Starter Pack - Single Fulfillment Enforcement | BE6K-UXL-START | 5228347122 |  | 1
867 |  | GRUPOWANIE | Expressway Series, Expressway-E PAK | LIC-EXP-E-PAK | 5228347124 | 3FE331DD43D9F8A5F47C79AB51F40C0B58361BA7FA550E3BC3C2C70020C38F0B | 1
868 |  | GRUPOWANIE | Cisco Business Edition 6000-Electronic SW Delivery-Top Level | R-CBE6K-K9 | 5245190178 |  | 1
869 |  |  | Cisco Business Edition 6000 - Essential User Connect License | BE6K-UCL-ESS | 5245190179 |  | 60
870 |  |  | Cisco Business Edition 6000 - Enhanced User Connect License | BE6K-UCL-ENH | 5245190180 |  | 365
871 |  |  | Business Edition 6000 v11.5 export restricted software | BE6K-SW-11.5 | 5245190181 |  | 1
872 |  |  | Enable GW Feature (H323-SIP) | LIC-EXP-GW | 5245190182 |  | 4
873 |  |  | Enable Expressway-E Feature Set | LIC-EXP-E | 5245190183 |  | 2
874 |  |  | Software Image for Expressway with Encryption, Version X8 | SW-EXP-8.X-K9 | 5245190184 |  | 1
875 |  | GRUPOWANIE | License Key Software Encrypted | LIC-SW-EXP-K9 | 5245190197 | A436AD63137ECA061BBE79F896C01C1F7D9B453816D03979E0DD094EE669375B | 1
876 |  | GRUPOWANIE | License Key Software Encrypted | LIC-SW-EXP-K9 | 5245190200 | FD9E3E4A75A828A2C69EAAD63D7C12BBD6AEE5BDB8F36764770912C9C2BBCD5C | 1
877 |  | GRUPOWANIE | License Key Software Encrypted | LIC-SW-EXP-K9 | 5245190201 | 42EA3918BA50815E2EAF9D7492C3F17A32EA98F5F2A7AEBACF46196C3392F9A7 | 1
878 |  | GRUPOWANIE | License Key Software Encrypted | LIC-SW-EXP-K9 | 5245190204 | 20504207B8520F8BDB7229C110E06197BC8E74A14729B4336517D8287533376B | 1
879 |  |  | Cisco Expressway-E Server, Virtual Edition | EXPWY-VE-E-K9 | 5245190207 |  | 2
880 |  |  | BE6K Starter Pack - Single Fulfillment Enforcement | BE6K-UXL-START | 5245190212 |  | 1
881 |  | GRUPOWANIE | Expressway Series, Expressway-E PAK | LIC-EXP-E-PAK | 5245190214 | 141A5E09E0EF1D21842E33B2FCB7E20BFD6AA94A834DF342EF1F7FCA5F14CC15 | 1
882 |  |  | BE6000 Starter Bundle with 35 UCL Enh and 35 vmail Licenses | BE6K-START-UCL35 | 5245190218 |  | 1
883 |  |  | BE6K - Unity Connection 11x - VM Speech Connect Ports | UCXN-11X-SCPORTS | 5245190224 |  | 2
884 |  |  | BE6K UCM 11X Enhanced User Connect Lic - Single Fulfillment | UCM-11X-ENH-UCL | 5245190226 |  | 365
885 |  |  | BE6K UCM 11X Essential User Connect Lic-Single Fulfillment | UCM-11X-ESS-UCL | 5245190229 |  | 60
886 |  |  | Expressway Desktop Endpoint License | LIC-EXP-DSK | 5245190233 |  | 400
887 |  |  | BE6000 v11 UCL Starter licenses | BE-11X-UCL-STR | 5245190237 |  | 1
888 |  |  | CCX 11.0 New Licenses | CCX-11-LIC-K9 | 5246356204 |  | 1
889 |  | GRUPOWANIE | VCS Licenses PAK PIDs | L-VCS-PAK | 3651J19FCA5 |  | 1
890 |  |  | Order L-VCS-PAK for E-dlvryof 20 VCS non-traversal calls | L-VCS-20 |  |  | 1
891 |  | GRUPOWANIE | VCS Licenses PAK PIDs | L-VCS-PAK | 3651J6459AC |  | 1
892 |  |  | Order L-VCS-PAK for E-dlvry of 20 VCS traversal calls | L-VCSE-20 |  |  | 1
893 |  |  | VCS Advanced Networking | L-VCS-DI |  |  | 1
894 |  | GRUPOWANIE | ^Unity Express up to version 8.6 ONLY - 2 Port | FL-CUE-PORT-2= | 3867J63CFF7 |  | 1
895 |  | GRUPOWANIE | ^Unity Express up to version 8.6 ONLY - 2 Port | FL-CUE-PORT-2= | 3867J67A0E9 |  | 1
896 |  | GRUPOWANIE | ^Unity Express up to version 8.6 ONLY - 2 Port | FL-CUE-PORT-2= | 3867J5D7AB1 |  | 1
897 |  | GRUPOWANIE | ^Unity Express up to version 8.6 ONLY - 2 Port | FL-CUE-PORT-2= | 3867J1C9129 |  | 1
898 |  | GRUPOWANIE | CCX 11.0 NEW ENH Server License | CCX-11-E-SVR-LIC | 5246356210 |  | 1
899 |  | GRUPOWANIE | CCX 11.0 ENH Seat Qty 1 LICENSE ONLY | CCX-11-N-E-LIC | 5246356212 |  | 10
900 |  | GRUPOWANIE | Cisco Business Edition 6000-Electronic SW Delivery-Top Level | R-CBE6K-K9 | 5254947235 |  | 1
901 |  | GRUPOWANIE | Cisco Business Edition 6000 - Essential User Connect License | BE6K-UCL-ESS | 5254947236 |  | 8
902 |  | GRUPOWANIE | Cisco Business Edition 6000 - Enhanced User Connect License | BE6K-UCL-ENH | 5254947237 |  | 15
903 |  | GRUPOWANIE | Business Edition 6000 v11 Add-on licenses | BE6000-V11-ADDON | 5254947238 |  | 1
904 |  | GRUPOWANIE | Enable GW Feature (H323-SIP) | LIC-EXP-GW | 5254947239 |  | 4
905 |  | GRUPOWANIE | Enable Expressway-E Feature Set | LIC-EXP-E | 5254947240 |  | 2
906 |  | GRUPOWANIE | Software Image for Expressway with Encryption, Version X8 | SW-EXP-8.X-K9 | 5254947241 |  | 1
907 |  | GRUPOWANIE | License Key Software Encrypted | LIC-SW-EXP-K9 | 5254947247 | FF31DBE17604D230CA67EC6F90BA422C6109BBC288F338866F0485843CCC36C1 | 1
908 |  | GRUPOWANIE | License Key Software Encrypted | LIC-SW-EXP-K9 | 5254947248 | 7EADC062FC6688FFC2F79018B89CC49BCDD14D63839F126827FC00D36236754C | 1
909 |  | GRUPOWANIE | License Key Software Encrypted | LIC-SW-EXP-K9 | 5254947249 | A4DF1EDA48CB593AA055ED021B17E620E98CD8B32EE454C0728A45DBF9A36D9A | 1
910 |  | GRUPOWANIE | License Key Software Encrypted | LIC-SW-EXP-K9 | 5254947250 | 25BB3EEE5C97EC2A5CEFFACEB9967DFB51763FB2B4D4B6A040870168CFA49AB8 | 1
911 |  | GRUPOWANIE | Cisco Expressway-E Server, Virtual Edition | EXPWY-VE-E-K9 | 5254947251 |  | 2
912 |  | GRUPOWANIE | Expressway Series, Expressway-E PAK | LIC-EXP-E-PAK | 5254947252 | 96271607C6462981E6C3317F2EFA81EBE259461D9D323AAFA0B748CD433B1CAB | 1
913 |  | GRUPOWANIE | BE6K UCM 11X Enhanced User Connect Lic - Single Fulfillment | UCM-11X-ENH-UCL | 5254947253 |  | 15
914 |  | GRUPOWANIE | BE6K UCM 11X Essential User Connect Lic-Single Fulfillment | UCM-11X-ESS-UCL | 5254947254 |  | 8
915 |  | GRUPOWANIE | Expressway Desktop Endpoint License | LIC-EXP-DSK | 5254947255 |  | 15
916 |  | GRUPOWANIE | Cisco VG204XM Analog Voice Gateway | VG204XM | FCH1744R01R
917 |  | GRUPOWANIE | Services Ready Engine 910 (4-8GB MEM,2x 500GB 7K HDD,2C CPU) | SM-SRE-910-K9= | FOC164522JK
918 |  | GRUPOWANIE | ^Services Ready Engine 300 (512MB MEM, 4GB Flash, 1C CPU) | ISM-SRE-300-K9= | FOC164852MS
919 |  | GRUPOWANIE | ^WAASX Feature License RTU (Paper) for 2921 | FL-C2921-WAASX= | 3861J620C1B
920 |  | GRUPOWANIE | Cisco881, FE WAN, 4 FXS, 2BRI ,1FXO | C881-V-K9 | FCZ1652C32K
921 |  |  | 2 Port 802.3af compatible pwr module for 800 Series | 800-IL-PM-2= | FOC16442A73
922 |  |  | Power Supply 80 Watt AC | PWR-80W-AC | DAB163650TS
923 |  | GRUPOWANIE | ISR4321/K9 | ISR4321/K9 | FDO2206A40C
924 |  |  | 230W AC PS w/ POE Module for Cisco ISR 4320 | PWR-4320-POE-AC | N/A
925 |  |  | Cisco ISR4320 Fan Assembly | ACS-4320-FANASSY | N/A
926 |  |  | Cisco ISR4321 Built-In NIM controller | ISR4321/K9 | N/A
927 |  |  | NIM-2GE-CU-SFP | NIM-2GE-CU-SFP | FOC22115JNN
928 |  |  | ISR4321-2x1GE | ISR4321-2x1GE | JAB092709EL
929 |  |  | Cisco ISR4321 Forwarding Processor | ISR4321/K9 | N/A
930 | Polska - Warszawa - Szucha 21 (Articom) | GRUPOWANIE | "c93xx Stack" | C9300-24T | FCW2237E0HM
931 |  |  | "C9300-24T" | C9300-24T | FCW2237E0HM
932 |  |  | "Switch 1 - Power Supply B" | PWR-C1-350WAC | ART2237FU2N
933 |  |  | "8x10G Uplink Module" | C9300-NM-8X | FOC22273P2E
934 |  |  | "SFP-10GBase-SR" | SFP-10G-SR-S | AVD2152D4RF
935 |  |  | "C9300-24T" | C9300-24T | FCW2237C0V2
936 |  |  | "Switch 2 - Power Supply B" | PWR-C1-350WAC | ART2237FSYP
937 |  |  | "8x10G Uplink Module" | C9300-NM-8X | FOC22273M5K
938 |  |  | "SFP-10GBase-SR" | SFP-10G-SR-S | AVD2152D0HP
939 |  | GRUPOWANIE | "CISCO2901/K9 chassis | CISCO2901/K9 | FCZ1444C1KF
940 |  |  | "C1941/C2901 AC Power Supply" | PWR-1941-2901-AC | N/A
941 |  | GRUPOWANIE | "Cisco ASR1006 Chassis" | ASR1006 | FOX1641G97N
942 |  |  | "Cisco ASR1000 SPA Interface Processor 10" | ASR1000-SIP10 | JAE1644069B
943 |  |  | "5-port Gigabit Ethernet Shared Port Adapter" | SPA-5X1GE-V2 | SAL1642Q1NC
944 |  |  | "GE T" | SP7041-E | MTC16410268
945 |  |  | "GE T" | SP7041-E | MTC164103BN
946 |  |  | "GE T" | SP7041-E | MTC164102RE
947 |  |  | "GE SX" | GLC-SX-MMD | AGA1642R5H8
948 |  |  | "GE SX" | GLC-SX-MMD | AGA1642R2AE
949 |  |  | "Cisco ASR1000 Route Processor 1" | ASR1000-RP1 | JAE164302YQ
950 |  |  | "Cisco ASR1000 Embedded Services Processor | ASR1000-ESP10 | JAE16440A8A
951 |  |  | "Cisco ASR1006 AC Power Supply" | ASR1006-PWR-AC | ART1641Q03F
952 |  |  | "Cisco ASR1006 AC Power Supply" | ASR1006-PWR-AC | ART1641Q037
953 |  | GRUPOWANIE | "ASA 5545-X with SW 8 GE Data | ASA5545 | FTX2206W0DP
954 |  |  | "ASA 5545-X/5555-X AC Power Supply" | ASA-PWR-AC | 7CE1J6
955 |  |  | "ASA 5545-X/5555-X AC Power Supply" | ASA-PWR-AC | 7CE1HW
956 |  |  | "Model Number Micron_M600_MTFDDAK128MBF" | N/A | MSA21200B6Z
957 |  |  | "Model Number Micron_M600_MTFDDAK128MBF" | N/A | MSA21200BGA
958 |  | GRUPOWANIE | "ASA 5545-X with SW 8 GE Data | ASA5545 | FTX2206W0DX
959 |  |  | "ASA 5545-X/5555-X AC Power Supply" | ASA-PWR-AC | 7CE1J4
960 |  |  | "ASA 5545-X/5555-X AC Power Supply" | ASA-PWR-AC | 7CE1J5
961 |  |  | "Model Number Micron_M600_MTFDDAK128MBF" | N/A | MSA21200BNS
962 |  |  | "Model Number Micron_M600_MTFDDAK128MBF" | N/A | MSA21200B0P
963 |  | GRUPOWANIE | "Nexus9000 C93240YC-FX2 Chassis" | N9K-C93240YC-FX2 | FDO2236215Z
964 |  |  | "48x10/25G + 12x40/100G Ethernet Module" | N9K-C93240YC-FX2 | FDO2236215Z
965 |  |  | "Nexus9000 C93240YC-FX2 Chassis Power Supply" | NXA-PAC-1100W-PE2 | ART2227FFQX
966 |  |  | "Nexus9000 C93240YC-FX2 Chassis Power Supply" | NXA-PAC-1100W-PE2 | ART2227FFR3
967 |  |  | "Nexus9000 C93240YC-FX2 Chassis Fan Module" | NXA-FAN-35CFM-PE | N/A
968 |  |  | "Nexus9000 C93240YC-FX2 Chassis Fan Module" | NXA-FAN-35CFM-PE | N/A
969 |  |  | "Nexus9000 C93240YC-FX2 Chassis Fan Module" | NXA-FAN-35CFM-PE | N/A
970 |  |  | "Nexus9000 C93240YC-FX2 Chassis Fan Module" | NXA-FAN-35CFM-PE | N/A
971 |  |  | "Nexus9000 C93240YC-FX2 Chassis Fan Module" | NXA-FAN-35CFM-PE | N/A
972 |  |  | CISCO-ACCELINK | 10Gbase-SR-S | ACW223407GL
973 |  |  | CISCO-ACCELINK | 10Gbase-SR-S | ACW223406PZ
974 |  |  | CISCO-ACCELINK | 10Gbase-SR-S | ACW223407HT
975 |  |  | CISCO-AVAGO | 10Gbase-SR-S | AVD2152DG99
976 |  |  | CISCO-ACCELINK | 10Gbase-SR-S | ACW223405Q0
977 |  |  | CISCO-AVAGO | 10Gbase-SR-S | AVD2152DG77
978 |  |  | CISCO-AVAGO | 10Gbase-SR-S | AVD2152D7V9
979 |  |  | CISCO-AVAGO | 10Gbase-SR-S | AVD2152D85T
980 |  |  | CISCO-AVAGO | 10Gbase-SR-S | AVD2152DG8S
981 |  |  | CISCO-AVAGO | 10Gbase-SR-S | AVD2152DFS2
982 |  |  | CISCO | 1000base-T | AVC22252693
983 |  |  | CISCO-AVAGO | 10Gbase-SR-S | AVD2152DG6F
984 |  |  | CISCO-AVAGO | 10Gbase-SR | AGA15464XMC
985 |  |  | CISCO-AVAGO | 10Gbase-SR | AGA15464XMX
986 |  |  | CISCO-AVAGO | 10Gbase-SR-S | AVD2152D86F
987 |  |  | CISCO-AVAGO | 10Gbase-SR-S | AVD2152D85P
988 |  |  | CISCO-ACCELINK | 10Gbase-SR-S | ACW223406QM
989 |  |  | CISCO-AVAGO | 10Gbase-SR | AVD2123A51H
990 |  |  | CISCO-AVAGO | 10Gbase-SR | AVD2123AH02
991 |  |  | CISCO-AVAGO | 10Gbase-SR-S | AVD2113DG07
992 |  |  | CISCO-AVAGO | 10Gbase-SR-S | AVD2113DG00
993 |  |  | CISCO-TYCO | SFP-H10GB-ACU10M | TED1545U0FK
994 |  |  | CISCO-TYCO | SFP-H10GB-ACU10M | TED1545U0G0
995 |  |  | CISCO | 1000base-T | MTC22130CEC
996 |  |  | CISCO | 1000base-SX | OPM2212016M
997 |  |  | CISCO-FINISAR | QSFP-40G-ER4 | FNS223907Q5
998 |  |  | CISCO-AVAGO | QSFP-40G-SR-BD | AVM2230U2RU
999 |  |  | CISCO-AVAGO | QSFP-40G-SR-BD | AVM2230U5YE
1000 |  |  | CISCO-AVAGO | QSFP-40G-SR-BD | AVM2230U7MB
1001 |  |  | CISCO-AVAGO | QSFP-40G-SR-BD | AVM2230U0GD
1002 |  |  | CISCO-AVAGO | QSFP-40G-SR-BD | AVM2230U2S2
1003 |  |  | CISCO-AVAGO | QSFP-40G-SR-BD | AVM2230U5YH
1004 |  |  | CISCO-AVAGO | QSFP-40G-SR-BD | AVM2230U5YF
1005 |  |  | CISCO-AVAGO | QSFP-40G-SR-BD | AVM2230U0GM
1006 |  |  | CISCO-AVAGO | QSFP-40G-SR-BD | AVM2230U7MA
1007 |  |  | CISCO-AVAGO | QSFP-40G-SR-BD | AVM2230U2RG
1008 |  |  | CISCO-AVAGO | QSFP-40G-SR-BD | AVM2230U2RJ
1009 |  | GRUPOWANIE | "Nexus9000 C93240YC-FX2 Chassis" | N9K-C93240YC-FX2 | FDO22220J5T
1010 |  |  | "48x10/25G + 12x40/100G Ethernet Module" | N9K-C93240YC-FX2 | FDO22220J5T
1011 |  |  | "Nexus9000 C93240YC-FX2 Chassis Power Supply" | NXA-PAC-1100W-PE2 | ART2227FFQN
1012 |  |  | "Nexus9000 C93240YC-FX2 Chassis Power Supply" | NXA-PAC-1100W-PE2 | ART2227FFQG
1013 |  |  | "Nexus9000 C93240YC-FX2 Chassis Fan Module" | NXA-FAN-35CFM-PE | N/A
1014 |  |  | "Nexus9000 C93240YC-FX2 Chassis Fan Module" | NXA-FAN-35CFM-PE | N/A
1015 |  |  | "Nexus9000 C93240YC-FX2 Chassis Fan Module" | NXA-FAN-35CFM-PE | N/A
1016 |  |  | "Nexus9000 C93240YC-FX2 Chassis Fan Module" | NXA-FAN-35CFM-PE | N/A
1017 |  |  | "Nexus9000 C93240YC-FX2 Chassis Fan Module" | NXA-FAN-35CFM-PE | N/A
1018 |  |  | CISCO-ACCELINK | 10Gbase-SR-S | ACW223407TN
1019 |  |  | CISCO-ACCELINK | 10Gbase-SR-S | ACW2234054C
1020 |  |  | CISCO-ACCELINK | 10Gbase-SR-S | ACW223406DG
1021 |  |  | CISCO-AVAGO | 10Gbase-SR-S | AVD2152DG8W
1022 |  |  | CISCO-ACCELINK | 10Gbase-SR-S | ACW223305DK
1023 |  |  | CISCO-AVAGO | 10Gbase-SR-S | AVD2152DG9A
1024 |  |  | CISCO-AVAGO | 10Gbase-SR-S | AVD2152DG9F
1025 |  |  | CISCO-AVAGO | 10Gbase-SR-S | AVD2152D85F
1026 |  |  | CISCO-AVAGO | 10Gbase-SR-S | AVD2152DG96
1027 |  |  | CISCO-AVAGO | 10Gbase-SR-S | AVD2152DG69
1028 |  |  | CISCO | 1000base-T | AVC2225266W
1029 |  |  | CISCO-AVAGO | 10Gbase-SR-S | AVD2152D85S
1030 |  |  | CISCO-AVAGO | 10Gbase-SR | AGA15464XZZ
1031 |  |  | CISCO-AVAGO | 10Gbase-SR | AGA15464Y09
1032 |  |  | CISCO-AVAGO | 10Gbase-SR-S | AVD2152D7UG
1033 |  |  | CISCO-AVAGO | 10Gbase-SR-S | AVD2152D7UF
1034 |  |  | CISCO-ACCELINK | 10Gbase-SR-S | ACW223407CX
1035 |  |  | CISCO-AVAGO | 10Gbase-SR-S | AVD2152D7V0
1036 |  |  | CISCO-AVAGO | 10Gbase-SR-S | AVD2152D85X
1037 |  |  | CISCO-AVAGO | 10Gbase-SR-S | AVD2113DG0D
1038 |  |  | CISCO-AVAGO | 10Gbase-SR-S | AVD2113DG0J
1039 |  |  | CISCO-TYCO | SFP-H10GB-ACU10M | TED1545U0DJ
1040 |  |  | CISCO-TYCO | SFP-H10GB-ACU10M | TED1545U0TJ
1041 |  |  | CISCO | 1000base-T | AVC2225207D
1042 |  |  | CISCO | 1000base-SX | OPM221202ZK
1043 |  |  | CISCO-FINISAR | QSFP-40G-ER4 | FNS223901CZ
1044 |  |  | CISCO-AVAGO | QSFP-40G-SR-BD | AVM2230U5YB
1045 |  |  | CISCO-AVAGO | QSFP-40G-SR-BD | AVM2230U7M5
1046 |  |  | CISCO-AVAGO | QSFP-40G-SR-BD | AVM2230U7LY
1047 |  |  | CISCO-AVAGO | QSFP-40G-SR-BD | AVM2230U0GL
1048 |  |  | CISCO-AVAGO | QSFP-40G-SR-BD | AVM2230U2RX
1049 |  |  | CISCO-AVAGO | QSFP-40G-SR-BD | AVM2230U7M9
1050 |  |  | CISCO-AVAGO | QSFP-40G-SR-BD | AVM2230U5YG
1051 |  |  | CISCO-AVAGO | QSFP-40G-SR-BD | AVM2230U2RZ
1052 |  |  | CISCO-AVAGO | QSFP-40G-SR-BD | AVM2230U5YC
1053 |  |  | CISCO-AVAGO | QSFP-40G-SR-BD | AVM2230U2RP
1054 |  |  | CISCO-AVAGO | QSFP-40G-SR-BD | AVM2230U7M2
1055 |  |  | "N2K-C2224TP-1GE CHASSIS" | N2K-C2224TP-1GE | SSI153806WS
1056 |  |  | "Fabric Extender Module | N2K-C2224TP-1GE | FOC15410VES
1057 |  |  | "Fabric Extender Fan module" | N2K-C2224-FAN | N/A
1058 |  |  | "Fabric Extender AC power supply" | N2200-PAC-400W | LIT15381K5N
1059 |  |  | "Fabric Extender AC power supply" | N2200-PAC-400W | LIT15381K63
1060 |  |  | "N2K-C2224TP-1GE CHASSIS" | N2K-C2224TP-1GE | SSI153806WF
1061 |  |  | "Fabric Extender Module | N2K-C2224TP-1GE | FOC15420134
1062 |  |  | "Fabric Extender Fan module" | N2K-C2224-FAN | N/A
1063 |  |  | "Fabric Extender AC power supply" | N2200-PAC-400W | DTN1540P0GY
1064 |  |  | "Fabric Extender AC power supply" | N2200-PAC-400W | DTN1540P0HZ
1065 |  |  | "N2K-C2224TP-1GE CHASSIS" | N2K-C2224TP-1GE | SSI15391080
1066 |  |  | "Fabric Extender Module | N2K-C2224TP-1GE | FOC1542016Q
1067 |  |  | "Fabric Extender Fan module" | N2K-C2224-FAN | N/A
1068 |  |  | "Fabric Extender AC power supply" | N2200-PAC-400W | LIT15380KAU
1069 |  |  | "Fabric Extender AC power supply" | N2200-PAC-400W | LIT15380KB9
1070 |  |  | "N2K-C2224TP-1GE CHASSIS" | N2K-C2224TP-1GE | SSI153806WR
1071 |  |  | "Fabric Extender Module | N2K-C2224TP-1GE | FOC1542016H
1072 |  |  | "Fabric Extender Fan module" | N2K-C2224-FAN | N/A
1073 |  |  | "Fabric Extender AC power supply" | N2200-PAC-400W | LIT15370QUE
1074 |  |  | "Fabric Extender AC power supply" | N2200-PAC-400W | LIT15331BR9
1075 |  |  | "N2K-C2224TP-1GE CHASSIS" | N2K-C2224TP-1GE | SSI153408DF
1076 |  |  | "Fabric Extender Module | N2K-C2224TP-1GE | FOC15381J5L
1077 |  |  | "Fabric Extender Fan module" | N2K-C2224-FAN | N/A
1078 |  |  | "Fabric Extender AC power supply" | N2200-PAC-400W | LIT15351C2P
1079 |  |  | "Fabric Extender AC power supply" | N2200-PAC-400W | LIT15351C1T
1080 |  |  | "N2K-C2224TP-1GE CHASSIS" | N2K-C2224TP-1GE | SSI14340E3Y
1081 |  |  | "Fabric Extender Module | N2K-C2224TP-1GE | FOC15254F4E
1082 |  |  | "Fabric Extender Fan module" | N2K-C2224-FAN | N/A
1083 |  |  | "Fabric Extender AC power supply" | N2200-PAC-400W | LIT152408Z0
1084 |  |  | "Fabric Extender AC power supply" | N2200-PAC-400W | LIT152408YX
1085 |  |  | "N2K-C2224TP-1GE CHASSIS" | N2K-C2224TP-1GE | SSI15380QYH
1086 |  |  | "Fabric Extender Module | N2K-C2224TP-1GE | FOC1542017S
1087 |  |  | "Fabric Extender Fan module" | N2K-C2224-FAN | N/A
1088 |  |  | "Fabric Extender AC power supply" | N2200-PAC-400W | LIT15310V3U
1089 |  |  | "Fabric Extender AC power supply" | N2200-PAC-400W | LIT15271C10
1090 |  |  | "N2K-C2224TP-1GE CHASSIS" | N2K-C2224TP-1GE | SSI153806PC
1091 |  |  | "Fabric Extender Module | N2K-C2224TP-1GE | FOC1542016P
1092 |  |  | "Fabric Extender Fan module" | N2K-C2224-FAN | N/A
1093 |  |  | "Fabric Extender AC power supply" | N2200-PAC-400W | LIT15370PLS
1094 |  |  | "Fabric Extender AC power supply" | N2200-PAC-400W | LIT15271BVN
1095 |  |  | "N2K-C2224TP-1GE CHASSIS" | N2K-C2224TP-1GE | SSI14420J0H
1096 |  |  | "Fabric Extender Module | N2K-C2224TP-1GE | FOC15262PG5
1097 |  |  | "Fabric Extender Fan module" | N2K-C2224-FAN | N/A
1098 |  |  | "Fabric Extender AC power supply" | N2200-PAC-400W | LIT15370R9H
1099 |  |  | N2K-C2224TP-1GE | N2K-C2224TP-1GE | SSI15390X5C
1100 |  |  | N2K-C2224TP-1GE | N2K-C2224TP-1GE | SSI15380QZK
1101 |  |  | "Fabric Extender AC power supply" | N2200-PAC-400W | LIT15370R9E
1102 |  |  | "N2K-C2224TP-1GE CHASSIS" | N2K-C2224TP-1GE | SSI153806WS
1103 |  |  | "Fabric Extender Module | N2K-C2224TP-1GE | FOC15410VES
1104 |  |  | "Fabric Extender Fan module" | N2K-C2224-FAN | N/A
1105 |  |  | "Fabric Extender AC power supply" | N2200-PAC-400W | LIT15381K5N
1106 |  |  | "Fabric Extender AC power supply" | N2200-PAC-400W | LIT15381K63
1107 |  |  | "N2K-C2224TP-1GE CHASSIS" | N2K-C2224TP-1GE | SSI153806WF
1108 |  |  | "Fabric Extender Module | N2K-C2224TP-1GE | FOC15420134
1109 |  |  | "Fabric Extender Fan module" | N2K-C2224-FAN | N/A
1110 |  |  | "Fabric Extender AC power supply" | N2200-PAC-400W | DTN1540P0GY
1111 |  |  | "Fabric Extender AC power supply" | N2200-PAC-400W | DTN1540P0HZ
1112 |  |  | "N2K-C2224TP-1GE CHASSIS" | N2K-C2224TP-1GE | SSI15391080
1113 |  |  | "Fabric Extender Module | N2K-C2224TP-1GE | FOC1542016Q
1114 |  |  | "Fabric Extender Fan module" | N2K-C2224-FAN | N/A
1115 |  |  | "Fabric Extender AC power supply" | N2200-PAC-400W | LIT15380KAU
1116 |  |  | "Fabric Extender AC power supply" | N2200-PAC-400W | LIT15380KB9
1117 |  |  | "N2K-C2224TP-1GE CHASSIS" | N2K-C2224TP-1GE | SSI153806WR
1118 |  |  | "Fabric Extender Module | N2K-C2224TP-1GE | FOC1542016H
1119 |  |  | "Fabric Extender Fan module" | N2K-C2224-FAN | N/A
1120 |  |  | "Fabric Extender AC power supply" | N2200-PAC-400W | LIT15370QUE
1121 |  |  | "Fabric Extender AC power supply" | N2200-PAC-400W | LIT15331BR9
1122 |  |  | "N2K-C2224TP-1GE CHASSIS" | N2K-C2224TP-1GE | SSI14340E3Y
1123 |  |  | "Fabric Extender Module | N2K-C2224TP-1GE | FOC15254F4E
1124 |  |  | "Fabric Extender Fan module" | N2K-C2224-FAN | N/A
1125 |  |  | "Fabric Extender AC power supply" | N2200-PAC-400W | LIT152408Z0
1126 |  |  | "Fabric Extender AC power supply" | N2200-PAC-400W | LIT152408YX
1127 |  |  | "N2K-C2224TP-1GE CHASSIS" | N2K-C2224TP-1GE | SSI15380QYH
1128 |  |  | "Fabric Extender Module | N2K-C2224TP-1GE | FOC1542017S
1129 |  |  | "Fabric Extender Fan module" | N2K-C2224-FAN | N/A
1130 |  |  | "Fabric Extender AC power supply" | N2200-PAC-400W | LIT15310V3U
1131 |  |  | "Fabric Extender AC power supply" | N2200-PAC-400W | LIT15271C10
1132 |  |  | "N2K-C2224TP-1GE CHASSIS" | N2K-C2224TP-1GE | SSI153806PC
1133 |  |  | "Fabric Extender Module | N2K-C2224TP-1GE | FOC1542016P
1134 |  |  | "Fabric Extender Fan module" | N2K-C2224-FAN | N/A
1135 |  |  | "Fabric Extender AC power supply" | N2200-PAC-400W | LIT15370PLS
1136 |  |  | "Fabric Extender AC power supply" | N2200-PAC-400W | LIT15271BVN
1137 |  |  | "N2K-C2224TP-1GE CHASSIS" | N2K-C2224TP-1GE | SSI153806WD
1138 |  |  | "Fabric Extender Module | N2K-C2224TP-1GE | FOC1542013Q
1139 |  |  | "Fabric Extender Fan module" | N2K-C2224-FAN | N/A
1140 |  |  | "Fabric Extender AC power supply" | N2200-PAC-400W | DTN1541P0FX
1141 |  |  | "Fabric Extender AC power supply" | N2200-PAC-400W | DTN1541P0GY
1142 |  |  | "N2K-C2224TP-1GE CHASSIS" | N2K-C2224TP-1GE | SSI153911AY
1143 |  |  | "Fabric Extender Module | N2K-C2224TP-1GE | FOC15420165
1144 |  |  | "Fabric Extender Fan module" | N2K-C2224-FAN | N/A
1145 |  |  | "Fabric Extender AC power supply" | N2200-PAC-400W | LIT15271EDL
1146 |  |  | "Fabric Extender AC power supply" | N2200-PAC-400W | LIT15351AT1
1147 |  |  | "N2K-C2224TP-1GE CHASSIS" | N2K-C2224TP-1GE | SSI153806QN
1148 |  |  | "Fabric Extender Module | N2K-C2224TP-1GE | FOC153562LT
1149 |  |  | "Fabric Extender Fan module" | N2K-C2224-FAN | N/A
1150 |  |  | "Fabric Extender AC power supply" | N2200-PAC-400W | LIT15370S0B
1151 |  |  | "Fabric Extender AC power supply" | N2200-PAC-400W | LIT15370QQT
1152 |  | GRUPOWANIE | AIR-AP1832I-E-K9 | AIR-AP1832I-E-K9 | KWC214102C0
1153 |  | GRUPOWANIE | AIR-CAP2702I-E-K9 | AIR-CAP2702I-E-K9 | FCW1939N12P
1154 |  | GRUPOWANIE | AIR-CAP2702I-E-K9 | AIR-CAP2702I-E-K9 | FCW1939N1HD
1155 |  | GRUPOWANIE | AIR-CAP2702I-E-K9 | AIR-CAP2702I-E-K9 | FCW1939N12E
1156 |  | GRUPOWANIE | AIR-CAP2702I-E-K9 | AIR-CAP2702I-E-K9 | FCW1939N1HK
1157 |  | GRUPOWANIE | AIR-CAP2702I-E-K9 | AIR-CAP2702I-E-K9 | FCW1939N1HQ
1158 |  | GRUPOWANIE | AIR-AP1832I-E-K9 | AIR-AP1832I-E-K9 | KWC21410280
1159 |  | GRUPOWANIE | AIR-AP1832I-E-K9 | AIR-AP1832I-E-K9 | KWC2141027U
1160 |  | GRUPOWANIE | AIR-AP1832I-E-K9 | AIR-AP1832I-E-K9 | KWC21480E89
1161 |  | GRUPOWANIE | AIR-AP1832I-E-K9 | AIR-AP1832I-E-K9 | KWC214102A7
1162 |  | GRUPOWANIE | AIR-CAP2702I-E-K9 | AIR-CAP2702I-E-K9 | FCW1939N111
1163 |  | GRUPOWANIE | AIR-CAP2702I-E-K9 | AIR-CAP2702I-E-K9 | FCW1939N126
1164 |  | GRUPOWANIE | AIR-CAP2602I-E-K9 | AIR-CAP2602I-E-K9 | FCZ1751D1H4
1165 |  | GRUPOWANIE | AIR-CAP2702I-E-K9 | AIR-CAP2702I-E-K9 | FCW1939N11H
1166 |  | GRUPOWANIE | AIR-CAP2602I-E-K9 | AIR-CAP2602I-E-K9 | FCZ1751D1H8
1167 |  | GRUPOWANIE | AIR-CAP2702I-E-K9 | AIR-CAP2702I-E-K9 | FCW1939N12F
1168 |  | GRUPOWANIE | AIR-CAP1602I-E-K9 | AIR-CAP1602I-E-K9 | FGL1735W5EB
1169 |  | GRUPOWANIE | AIR-CAP2702I-E-K9 | AIR-CAP2702I-E-K9 | FCW1939N0TW
1170 |  | GRUPOWANIE | AIR-CAP2702I-E-K9 | AIR-CAP2702I-E-K9 | FCW1939N12D
1171 |  | GRUPOWANIE | AIR-CAP2602I-E-K9 | AIR-CAP2602I-E-K9 | FCZ1751D1HG
1172 |  | GRUPOWANIE | UCSC-C220-M3S | UCSC-C220-M3S | FCH1941V2NW
1173 |  |  | MZ6ER400HAGL/003 | UCS-SD400G0KS2-EP | S18PNEAG702163
1174 |  |  | MZ6ER400HAGL/003 | UCS-SD400G0KS2-EP | S18PNEAG702159
1175 |  |  | PX05SMB040 | UCS-SD400G12S4-EP | 97B0A059TMEE
1176 |  |  | PX05SMB040 | UCS-SD400G12S4-EP | 97B0A053TMEE
1177 |  |  | PX05SMB040 | UCS-SD400G12S4-EP | 97B0A03STMEE
1178 |  |  | PX05SMB040 | UCS-SD400G12S4-EP | 97B0A03PTMEE
1179 |  |  | PX05SMB040 | UCS-SD400G12S4-EP | 97B0A03TTMEE
1180 |  |  | PX05SMB040 | UCS-SD400G12S4-EP | 97B0A04NTMEE
1181 |  |  | M393B2G70DB0-CMA | UCS-MR-1X162RZ-A | 7236429A
1182 |  |  | M393B2G70DB0-CMA | UCS-MR-1X162RZ-A | 723642E0
1183 |  |  | HMT42GR7BFR4C-RD | UCS-MR-1X162RZ-A | 81C015B5
1184 |  |  | HMT42GR7BFR4C-RD | UCS-MR-1X162RZ-A | 81C01918
1185 |  |  | HMT42GR7BFR4C-RD | UCS-MR-1X162RZ-A | 81C0199B
1186 |  |  | HMT42GR7BFR4C-RD | UCS-MR-1X162RZ-A | 81C01976
1187 |  |  | HMT42GR7BFR4C-RD | UCS-MR-1X162RZ-A | 81C01BD3
1188 |  |  | HMT42GR7BFR4C-RD | UCS-MR-1X162RZ-A | 81C017A0
1189 |  |  | HMT42GR7BFR4C-RD | UCS-MR-1X162RZ-A | 81C01A51
1190 |  |  | HMT42GR7BFR4C-RD | UCS-MR-1X162RZ-A | 81C0191B
1191 |  |  | HMT42GR7BFR4C-RD | UCS-MR-1X162RZ-A | 81C01B5A
1192 |  |  | HMT42GR7BFR4C-RD | UCS-MR-1X162RZ-A | 81C015DE
1193 |  |  | HMT42GR7BFR4C-RD | UCS-MR-1X162RZ-A | 81C017C2
1194 |  |  | HMT42GR7BFR4C-RD | UCS-MR-1X162RZ-A | 81C01566
1195 |  |  | HMT42GR7BFR4C-RD | UCS-MR-1X162RZ-A | 81C0192E
1196 |  |  | HMT42GR7BFR4C-RD | UCS-MR-1X162RZ-A | 81C01570
1197 |  | GRUPOWANIE | SFP-10G-SR= | SFP-10G-SR= | AGA15464XZW
1198 |  | GRUPOWANIE | SFP-10G-SR= | SFP-10G-SR= | AGA15464XMY
1199 |  | GRUPOWANIE | SFP-10G-SR= | SFP-10G-SR= | AGA15464XCD
1200 | Polska - Warszawa - Karmazynowa 1a |  | "N2K-C2224TP-1GE CHASSIS" | N2K-C2224TP-1GE | SSI153911AY
1201 |  |  | "Fabric Extender Module | N2K-C2224TP-1GE | FOC15420165
1202 |  |  | "Fabric Extender Fan module" | N2K-C2224-FAN | N/A
1203 |  |  | "Fabric Extender AC power supply" | N2200-PAC-400W | LIT15271EDL
1204 |  |  | "Fabric Extender AC power supply" | N2200-PAC-400W | LIT15351AT1
1205 |  |  | "N2K-C2224TP-1GE CHASSIS" | N2K-C2224TP-1GE | SSI153806QN
1206 |  |  | "Fabric Extender Module | N2K-C2224TP-1GE | FOC153562LT
1207 |  |  | "Fabric Extender Fan module" | N2K-C2224-FAN | N/A
1208 |  |  | "Fabric Extender AC power supply" | N2200-PAC-400W | LIT15370S0B
1209 |  |  | "Fabric Extender AC power supply" | N2200-PAC-400W | LIT15370QQT
1210 |  | GRUPOWANIE | "Nexus9000 C93240YC-FX2 Chassis" | N9K-C93240YC-FX2 | FDO22362197
1211 |  |  | "48x10/25G + 12x40/100G Ethernet Module" | N9K-C93240YC-FX2 | FDO22362197
1212 |  |  | "Nexus9000 C93240YC-FX2 Chassis Power Supply" | NXA-PAC-1100W-PE2 | ART2227FFQD
1213 |  |  | "Nexus9000 C93240YC-FX2 Chassis Power Supply" | NXA-PAC-1100W-PE2 | ART2227FFQL
1214 |  |  | "Nexus9000 C93240YC-FX2 Chassis Fan Module" | NXA-FAN-35CFM-PE | N/A
1215 |  |  | "Nexus9000 C93240YC-FX2 Chassis Fan Module" | NXA-FAN-35CFM-PE | N/A
1216 |  |  | "Nexus9000 C93240YC-FX2 Chassis Fan Module" | NXA-FAN-35CFM-PE | N/A
1217 |  |  | "Nexus9000 C93240YC-FX2 Chassis Fan Module" | NXA-FAN-35CFM-PE | N/A
1218 |  |  | "Nexus9000 C93240YC-FX2 Chassis Fan Module" | NXA-FAN-35CFM-PE | N/A
1219 |  |  | CISCO-ACCELINK | 10Gbase-SR-S | ACW2235047H
1220 |  |  | CISCO-ACCELINK | 10Gbase-SR-S | ACW223504VC
1221 |  |  | CISCO-ACCELINK | 10Gbase-SR-S | ACW223405VS
1222 |  |  | FINISAR CORP. | 10Gbase-SR | A0HA0CA
1223 |  |  | CISCO-ACCELINK | 10Gbase-SR-S | ACW223406Q7
1224 |  |  | CISCO-FINISAR | 10Gbase-SR | FNS15470PVN
1225 |  |  | CISCO-AVAGO | 10Gbase-SR-S | AVD2152DG8Y
1226 |  |  | CISCO-AVAGO | 10Gbase-SR-S | AVD2152DG8T
1227 |  |  | CISCO-AVAGO | 10Gbase-SR-S | AVD2152DG92
1228 |  |  | CISCO-AVAGO | 10Gbase-SR-S | AVD2152D86H
1229 |  |  | CISCO | 1000base-T | AVC222629MY
1230 |  |  | CISCO-AVAGO | 10Gbase-SR-S | AVD2152D6K7
1231 |  |  | CISCO-AVAGO | 10Gbase-SR-S | AVD2152DG68
1232 |  |  | CISCO-ACCELINK | 10Gbase-SR-S | ACW2234078Y
1233 |  |  | CISCO-ACCELINK | 10Gbase-SR-S | ACW223407LF
1234 |  |  | CISCO-METHODE | 1000base-T | 00000MTC154700J8
1235 |  |  | CISCO-AVAGO | 10Gbase-SR-S | AVD2152DG93
1236 |  |  | CISCO | 1000base-T | AVC22252689
1237 |  |  | CISCO-AVAGO | 10Gbase-SR-S | AVD2152D7V1
1238 |  |  | CISCO-OCLARO | 10Gbase-ER-S | ONT222800P6
1239 |  |  | CISCO-OCLARO | 10Gbase-ER-S | ONT2228004T
1240 |  |  | CISCO-ACCELINK | 10Gbase-SR-S | ACW223504RU
1241 |  |  | CISCO-FINISAR | QSFP-40G-ER4 | FNS223901GQ
1242 |  |  | CISCO-AVAGO | QSFP-40G-SR-BD | AVM2230U5YD
1243 |  |  | CISCO-AVAGO | QSFP-40G-SR-BD | AVM2230U2RV
1244 |  |  | CISCO-AVAGO | QSFP-40G-SR-BD | AVM2230U0GQ
1245 |  |  | CISCO-AVAGO | QSFP-40G-SR-BD | AVM2230U7M7
1246 |  |  | CISCO-AVAGO | QSFP-40G-SR-BD | AVM2230U2RQ
1247 |  |  | CISCO-AVAGO | QSFP-40G-SR-BD | AVM2230U5YJ
1248 |  |  | CISCO-AVAGO | QSFP-40G-SR-BD | AVM2230U2RH
1249 |  |  | CISCO-AVAGO | QSFP-40G-SR-BD | AVM2230U5YK
1250 |  |  | CISCO-AVAGO | QSFP-40G-SR-BD | AVM2230U7M6
1251 |  | GRUPOWANIE | "Nexus9000 C93240YC-FX2 Chassis" | N9K-C93240YC-FX2 | FDO22362184
1252 |  |  | "48x10/25G + 12x40/100G Ethernet Module" | N9K-C93240YC-FX2 | FDO22362184
1253 |  |  | "Nexus9000 C93240YC-FX2 Chassis Power Supply" | NXA-PAC-1100W-PE2 | ART2227FFQK
1254 |  |  | "Nexus9000 C93240YC-FX2 Chassis Power Supply" | NXA-PAC-1100W-PE2 | ART2227FFQB
1255 |  |  | "Nexus9000 C93240YC-FX2 Chassis Fan Module" | NXA-FAN-35CFM-PE | N/A
1256 |  |  | "Nexus9000 C93240YC-FX2 Chassis Fan Module" | NXA-FAN-35CFM-PE | N/A
1257 |  |  | "Nexus9000 C93240YC-FX2 Chassis Fan Module" | NXA-FAN-35CFM-PE | N/A
1258 |  |  | "Nexus9000 C93240YC-FX2 Chassis Fan Module" | NXA-FAN-35CFM-PE | N/A
1259 |  |  | "Nexus9000 C93240YC-FX2 Chassis Fan Module" | NXA-FAN-35CFM-PE | N/A
1260 |  |  | CISCO-ACCELINK | 10Gbase-SR-S | ACW223504WN
1261 |  |  | CISCO-ACCELINK | 10Gbase-SR-S | ACW223504RZ
1262 |  |  | CISCO-ACCELINK | 10Gbase-SR-S | ACW223505LD
1263 |  |  | CISCO-ACCELINK | 10Gbase-SR-S | ACW223504EB
1264 |  |  | CISCO-FINISAR | 10Gbase-SR | FNS15470PTN
1265 |  |  | CISCO | 1000base-T | AVC22252691
1266 |  |  | CISCO-AVAGO | 10Gbase-SR-S | AVD2152DG8Z
1267 |  |  | CISCO-AVAGO | 10Gbase-SR-S | AVD2152DG94
1268 |  |  | CISCO-AVAGO | 10Gbase-SR-S | AVD2152D85W
1269 |  |  | CISCO-AVAGO | 10Gbase-SR-S | AVD2152D85J
1270 |  |  | CISCO | 1000base-T | AVC22252699
1271 |  |  | CISCO-AVAGO | 10Gbase-SR-S | AVD2152DG9C
1272 |  |  | CISCO-AVAGO | 10Gbase-SR-S | AVD2152DFS4
1273 |  |  | CISCO-ACCELINK | 10Gbase-SR-S | ACW223504RD
1274 |  |  | CISCO-ACCELINK | 10Gbase-SR-S | ACW2234057J
1275 |  |  | CISCO-METHODE | 1000base-T | 00000MTC15470480
1276 |  |  | CISCO-AVAGO | 10Gbase-SR-S | AVD2152DG8X
1277 |  |  | CISCO | 1000base-T | AVC222629MX
1278 |  |  | CISCO-AVAGO | 10Gbase-SR-S | AVD2152D7UU
1279 |  |  | CISCO-OCLARO | 10Gbase-ER-S | ONT222800P7
1280 |  |  | CISCO-OCLARO | 10Gbase-ER-S | ONT2228005G
1281 |  |  | CISCO-ACCELINK | 10Gbase-SR-S | ACW223505KC
1282 |  |  | CISCO-FINISAR | QSFP-40G-ER4 | FNS223901E2
1283 |  |  | CISCO-AVAGO | QSFP-40G-SR-BD | AVM2230U2RY
1284 |  |  | CISCO-AVAGO | QSFP-40G-SR-BD | AVM2230U2RN
1285 |  |  | CISCO-AVAGO | QSFP-40G-SR-BD | AVM2230U7M8
1286 |  |  | CISCO-AVAGO | QSFP-40G-SR-BD | AVM2230U2RW
1287 |  |  | CISCO-AVAGO | QSFP-40G-SR-BD | AVM2230U0GH
1288 |  |  | CISCO-AVAGO | QSFP-40G-SR-BD | AVM2230U5YA
1289 |  |  | CISCO-AVAGO | QSFP-40G-SR-BD | AVM2230U7LS
1290 |  |  | CISCO-AVAGO | QSFP-40G-SR-BD | AVM2230U0GE
1291 |  |  | CISCO-AVAGO | QSFP-40G-SR-BD | AVM2230U0GP
1292 |  | GRUPOWANIE | CISCO1941/K9 | CISCO1941/K9 | FCZ164490XS
1293 |  |  | ISM-VPN-19 | ISM-VPN-19 | FOC15457SBN
1294 |  | GRUPOWANIE | ASA 5545-X with SW, 8 GE Data, 1 GE Mgmt | ASA5545 | FTX2206W0DV
1295 |  |  | ASA 5545-X/5555-X AC Power Supply | ASA-PWR-AC | 7CE1LY
1296 |  |  | ASA 5545-X/5555-X AC Power Supply | ASA-PWR-AC | 7CE1PE
1297 |  |  | Model Number: Micron_M600_MTFDDAK128MBF | N/A | MSA21200BKM
1298 |  |  | Model Number: Micron_M600_MTFDDAK128MBF | N/A | MSA21200BS2
1299 |  | GRUPOWANIE | ASA 5545-X with SW, 8 GE Data, 1 GE Mgmt | ASA5545 | FTX2206W0DT
1300 |  |  | ASA 5545-X/5555-X AC Power Supply | ASA-PWR-AC | 7CE1P7
1301 |  |  | ASA 5545-X/5555-X AC Power Supply | ASA-PWR-AC | 7CE1NS
1302 |  |  | Model Number: Micron_M600_MTFDDAK128MBF | N/A | MSA21200BRB
1303 |  |  | Model Number: Micron_M600_MTFDDAK128MBF | N/A | MSA21200BNB
1304 |  | GRUPOWANIE | c93xx Stack | C9300-24T | FOC2237Q0W6
1305 |  |  | C9300-24T | C9300-24T | FOC2237Q0W6
1306 |  |  | StackPort1/1 | STACK-T1-50CM | MOC2235A1LK
1307 |  |  | StackPort1/2 | STACK-T1-50CM | MOC2235A1YN
1308 |  |  | DESCR: "Switch 1 - Power Supply A | PWR-C1-350WAC | ART2237FT81
1309 |  |  | DESCR: "Switch 1 - Power Supply B | PWR-C1-350WAC | ART2237FTT4
1310 |  |  | 8x10G Uplink Module | C9300-NM-8X | FOC22273MQ5
1311 |  |  | C9300-24T | C9300-24T | FOC2237Q0W4
1312 |  |  | StackPort2/1 | STACK-T1-50CM | MOC2235A1YN
1313 |  |  | StackPort2/2 | STACK-T1-50CM | MOC2235A1LK
1314 |  |  | DESCR: "Switch 2 - Power Supply A | PWR-C1-350WAC | ART2237FT6T
1315 |  |  | DESCR: "Switch 2 - Power Supply B | PWR-C1-350WAC | ART2237FT6U
1316 |  |  | 8x10G Uplink Module | C9300-NM-8X | FOC22261QRY
1317 |  | GRUPOWANIE | ASA 5545-X with SW, 8 GE Data, 1 GE Mgmt | ASA5545 | FGL194640LL
1318 |  |  | ASA 5545-X/5555-X AC Power Supply | ASA-PWR-AC | 5B2172
1319 |  |  | ASA 5545-X/5555-X AC Power Supply | ASA-PWR-AC | 5B216X
1320 |  |  | Model Number: Micron_M550_MTFDDAK128MAY | N/A | MXA193902RG
1321 |  |  | Model Number: Micron_M550_MTFDDAK128MAY | N/A | MXA193902WW
1322 |  | GRUPOWANIE | ASA 5545-X with SW, 8 GE Data, 1 GE Mgmt | ASA5545 | FGL194640FC
1323 |  |  | ASA 5545-X/5555-X AC Power Supply | ASA-PWR-AC | 5B216P
1324 |  |  | ASA 5545-X/5555-X AC Power Supply | ASA-PWR-AC | 5B216A
1325 |  |  | Model Number: Micron_M550_MTFDDAK128MAY | N/A | MXA1939024C
1326 |  |  | Model Number: Micron_M550_MTFDDAK128MAY | N/A | MXA193901YM
1327 |  | GRUPOWANIE | ASA 5515-X with SW, 6 GE Data, 1 GE Mgmt, AC | ASA5515 | FGL163540HD
1328 |  | GRUPOWANIE | Cisco ISR4451 Chassis | ISR4451-X/K9 | FCZ220840C2
1329 |  |  | 450W AC Power Supply for Cisco ISR4450: ISR4350 | PWR-4450-AC | DCA2136XBPD
1330 |  |  | Cisco ISR4450: ISR4350 Fan Assembly | ACS-4450-FANASSY | N/A
1331 |  |  | Cisco ISR4451 Built-In NIM controller | ISR4451-X/K9 | N/A
1332 |  |  | Front Panel 4 ports Gigabitethernet Module | ISR4451-X-4x1GE | JAB092709EL
1333 |  |  | Cisco ISR4451 Built-In SM controller | ISR4451-X/K9 | N/A
1334 |  |  | Cisco ISR4451 Built-In SM controller | ISR4451-X/K9 | N/A
1335 |  |  | Cisco ISR4451 Forwarding Processor | ISR4451-X/K9 | N/A
1336 |  | GRUPOWANIE | CISCO2901/K9 chassis: Hw Serial#: FCZ1444C1K8: Hw Revision: 1.0 | CISCO2901/K9 | FCZ1444C1K8
1337 |  |  | C1941/C2901 AC Power Supply | PWR-1941-2901-AC | N/A
1338 |  | GRUPOWANIE | "Cisco ASR1006 Chassis" | ASR1006 | FOX1633GKVH
1339 |  |  | "Cisco ASR1000 SPA Interface Processor 10" | ASR1000-SIP10 | JAE164102FT
1340 |  |  | "5-port Gigabit Ethernet Shared Port Adapter" | SPA-5X1GE-V2 | SAL1642Q1M1
1341 |  |  | "GE T" | SP7041-E | MTC16390E7P
1342 |  |  | "GE T" | SP7041-E | MTC164102UU
1343 |  |  | "GE T" | SP7041-E | MTC1641023K
1344 |  |  | "GE T" | SP7041-E | MTC173406K0
1345 |  |  | "GE SX" | GLC-SX-MMD | AGA1642R2AJ
1346 |  |  | "Cisco ASR1000 Route Processor 1" | ASR1000-RP1 | JAE164302VO
1347 |  |  | "Cisco ASR1000 Embedded Services Processor | ASR1000-ESP10 | JAE16440A6E
1348 |  |  | "Cisco ASR1006 AC Power Supply" | ASR1006-PWR-AC | ART1641Q017
1349 |  |  | "Cisco ASR1006 AC Power Supply" | ASR1006-PWR-AC | ART1641Q015
1350 |  | GRUPOWANIE | WS-C3560CX-8PT-S | WS-C3560CX-8PT-S | FOC2150Y22P
1351 |  |  |  | PA1800-3-LF/341-0402-02 | LIT21433MC4
1352 |  | GRUPOWANIE | WS-C3560CX-8PT-S | WS-C3560CX-8PT-S | FOC2149Y1WZ
1353 |  |  |  | PA1800-3-LF/341-0402-02 | LIT210827UA
1354 |  | GRUPOWANIE | WS-C3560CX-8PT-S | WS-C3560CX-8PT-S | FOC2147Y0Q0
1355 |  |  | PA1800-3-LF | PA1800-3-LF/341-0402-02 | LIT210827U6
1356 |  | GRUPOWANIE | AIR-SAP1620I-E-K9 | AIR-SAP1620I-E-K9 | FGL1745X0VR
1357 |  | GRUPOWANIE | AIR-SAP1620I-E-K9 | AIR-SAP1620I-E-K9 | FGL1745X0VP
1358 |  | GRUPOWANIE | X2-10GB-SR | X2-10GB-SR | FNS220108RN
1359 |  | GRUPOWANIE | ISR4321/K9 | ISR4321/K9 | FDO2206A408
1360 |  |  | NIM-LTEA-EA | NIM-LTEA-EA | FOC21094HW4
1361 |  |  | NIM-ES2-8-P | NIM-ES2-8-P | FOC21486RVC
1362 |  |  | ISR4321-2x1GE | ISR4321-2x1GE | JAB092709EL
1363 |  |  | FA230LM1-00 | FA230LM1-00/341-0703-01 | PST2107Y00H
1364 |  | GRUPOWANIE | ISR4321/K9 | ISR4321/K9 | FDO2206A40E
1365 |  |  | NIM-LTEA-EA | NIM-LTEA-EA | FOC21094HVM
1366 |  |  | NIM-ES2-8-P | NIM-ES2-8-P | FOC21486RUY
1367 |  |  | ISR4321-2x1GE | ISR4321-2x1GE | JAB092709EL
1368 |  |  | FA230LM1-00 | FA230LM1-00/341-0703-01 | PST2053Y03L
1369 |  | GRUPOWANIE | GLC-TE | GLC-TE | AVC22252694
1370 |  | GRUPOWANIE | GLC-TE | GLC-TE | AVC2225268C
1371 |  | GRUPOWANIE | GLC-TE | GLC-TE | AVC2225266H
1372 |  | GRUPOWANIE | GLC-TE | GLC-TE | AVC2225268R
1373 |  | GRUPOWANIE | GLC-TE | GLC-TE | AVC2225266G
1374 |  | GRUPOWANIE | GLC-TE | GLC-TE | AVC2225266P
1375 |  | GRUPOWANIE | GLC-TE | GLC-TE | AVC2225268Y
1376 |  | GRUPOWANIE | GLC-TE | GLC-TE | AVC222629MU
1377 |  | GRUPOWANIE | GLC-TE | GLC-TE | AVC2225268Z
1378 |  | GRUPOWANIE | X2-10GB-LR | X2-10GB-LR | SPC163800AK
1379 |  | GRUPOWANIE | ISR4321/K9 | ISR4321/K9 | FDO2206A40A
1380 |  |  | NIM-2GE-CU-SFP | NIM-2GE-CU-SFP | FOC22115JTL
1381 |  |  | NIM-ES2-8-P | NIM-ES2-8-P | FOC21486RQT
1382 |  |  | ISR4321-2x1GE | ISR4321-2x1GE | JAB092709EL
1383 |  |  | FA230LM1-00 | FA230LM1-00/341-0703-01 | PST2051Y0C0
1384 |  | GRUPOWANIE | CISCO2921/K9 | CISCO2921/K9 | FCZ174570Y7
1385 |  |  | PVDM3-32 | PVDM3-32 | FOC17288GCS
1386 |  |  | PWR-2921-51-AC | PWR-2921-51-AC | QCS1706H2FY
1387 |  | GRUPOWANIE | ASA 5506-X | ASA5506 | JMX2205G123
1388 |  |  | ASA5506-SSD | ASA5506-SSD | MSA214605CH
1389 |  |  | PA1660-2SA2 | PA1660-2SA2 | LIT22014XP7
1390 |  | GRUPOWANIE | CISCO1941/K9 | CISCO1941/K9 | FCZ164490XW
1391 |  |  | EHWIC-4ESG-P | EHWIC-4ESG-P | FOC201326KH
1392 |  |  | ISM-VPN-19 | ISM-VPN-19 | FOC15457SHD
1393 |  | GRUPOWANIE | ISR4331/K9 | ISR4331/K9 | FDO2207A13X
1394 |  |  | PWR-4330-POE-AC | PWR-4330-POE-AC | DCA214620EB
1395 |  |  | NIM-2GE-CU-SFP | NIM-2GE-CU-SFP | FOC22115JSL
1396 |  |  | NIM-2GE-CU-SFP | NIM-2GE-CU-SFP | FOC22115JQX
1397 |  |  | ISR4331-3x1GE | ISR4331-3x1GE | JAB092709EL
1398 |  |  | GLC-SX-MMD | GLC-SX-MMD | AGA1642R2AA
1399 |  |  | SM-X-ES3-24-P | SM-X-ES3-24-P | FOC21230AJV
1400 |  | GRUPOWANIE | 2921/K9 | 2921/K9 | FGL15481356
1401 |  |  | VWIC3-1MFT-T1/E1 | VWIC3-1MFT-T1/E1 | FOC15455A99
1402 |  |  | VIC3 4FXS/DID | VIC3 4FXS/DID | FOC15452ME3
1403 |  |  | ISM-SRE-300-KR | ISM-SRE-300-KR | FOC15454E20
1404 |  |  | DCJ2902-01P | DCJ2902-01P | QCS1540H0XW
1405 |  | GRUPOWANIE | N5K-PAC-750W | N5K-PAC-750W | DTM142603LM
1406 |  | GRUPOWANIE | N5K-PAC-750W | N5K-PAC-750W | DTM143000XL
1407 |  | GRUPOWANIE | C9300-24T | C9300-24T | FCW2237L0RU
1408 |  |  | PWR-C1-350WAC | PWR-C1-350WAC | ART2237FT0Q
1409 |  |  | C9300-NM-8X | C9300-NM-8X | FOC22273NJW
1410 |  | GRUPOWANIE | C9300-24T | C9300-24T | FOC2237U0B1
1411 |  |  | PWR-C1-350WAC | PWR-C1-350WAC | ART2237FT6V
1412 |  |  | C9300-NM-8X | C9300-NM-8X | FOC22261V3P
1413 |  | GRUPOWANIE | C9300-48T | C9300-48T | FOC2238X052
1414 |  |  | PWR-C1-350WAC | PWR-C1-350WAC | ART2236FHL8
1415 |  |  | C9300-NM-8X | C9300-NM-8X | FOC22360P27
1416 |  | GRUPOWANIE | C9300-48T | C9300-48T | FOC2238X056
1417 |  |  | PWR-C1-350WAC | PWR-C1-350WAC | ART2236FHL7
1418 |  |  | C9300-NM-8X | C9300-NM-8X | FOC22352BEH
1419 |  | GRUPOWANIE | FPR-2130 | FPR-2130 | JMX2208Y0BT
1420 |  |  | FPR2K-PWR-AC-400 | FPR2K-PWR-AC-400 | DCC2205P3TH
1421 |  |  | FPR2K-SSD200 | FPR2K-SSD200 | 189S103KTHZT
1422 |  | GRUPOWANIE | AIR-CAP2602I-E-K9 | AIR-CAP2602I-E-K9 | FCZ1751D1HC
1423 |  | GRUPOWANIE | AIR-CAP2602I-E-K9 | AIR-CAP2602I-E-K9 | FCZ1751D1J2
1424 |  | GRUPOWANIE | AIR-CAP2602I-E-K9 | AIR-CAP2602I-E-K9 | FCZ1751D1H5
1425 |  | GRUPOWANIE | AIR-CAP2602I-E-K9 | AIR-CAP2602I-E-K9 | FCZ1751D1H0
1426 |  | GRUPOWANIE | AIR-CAP2602I-E-K9 | AIR-CAP2602I-E-K9 | FCZ1751D1GW
1427 |  | GRUPOWANIE | AIR-CAP2602I-E-K9 | AIR-CAP2602I-E-K9, | FCZ1751D1H6
1428 |  | GRUPOWANIE | AIR-CAP2702I-E-K9 | AIR-CAP2702I-E-K9 | FCW1939N127
1429 |  | GRUPOWANIE | AIR-CAP2702I-E-K9 | AIR-CAP2702I-E-K9 | FCW1939N12C
1430 |  | GRUPOWANIE | AIR-CAP2702I-E-K9 | AIR-CAP2702I-E-K9 | FCW1939N11B
1431 |  | GRUPOWANIE | AIR-CAP2702I-E-K9 | AIR-CAP2702I-E-K9 | FCW1939N128
1432 |  | GRUPOWANIE | UCS C220 M3S | UCSC-C220-M3S | FCH1941V2QX
1433 |  |  | MZ6ER400HAGL/003 | UCS-SD400G0KS2-EP | S18PNEAG702158
1434 |  |  | MZ6ER400HAGL/003 | UCS-SD400G0KS2-EP | S18PNEAG702178
1435 |  |  | PX05SMB040 | UCS-SD400G12S4-EP | 87D0A0AXTMEE
1436 |  |  | PX05SMB040 | UCS-SD400G12S4-EP | 87D0A0B7TMEE
1437 |  |  | PX05SMB040 | UCS-SD400G12S4-EP | 97B0A03RTMEE
1438 |  |  | PX05SMB040 | UCS-SD400G12S4-EP | 97B0A03ZTMEE
1439 |  |  | PX05SMB040 | UCS-SD400G12S4-EP | 97B0A04JTMEE
1440 |  |  | PX05SMB040 | UCS-SD400G12S4-EP | 97B0A052TMEE
1441 |  |  | M393B2G70DB0-CMA | UCS-MR-1X162RZ-A | 723642B2
1442 |  |  | M393B2G70DB0-CMA | UCS-MR-1X162RZ-A | 406DA6BB
1443 |  |  | HMT42GR7BFR4C-RD | UCS-MR-1X162RZ-A | 81C01518
1444 |  |  | HMT42GR7BFR4C-RD | UCS-MR-1X162RZ-A | 81C01523
1445 |  |  | HMT42GR7BFR4C-RD | UCS-MR-1X162RZ-A | 81C01530
1446 |  |  | HMT42GR7BFR4C-RD | UCS-MR-1X162RZ-A | 81C0153D
1447 |  |  | HMT42GR7BFR4C-RD | UCS-MR-1X162RZ-A | 81C015A8
1448 |  |  | HMT42GR7BFR4C-RD | UCS-MR-1X162RZ-A | 81C015D7
1449 |  |  | HMT42GR7BFR4C-RD | UCS-MR-1X162RZ-A | 81C0182A
1450 |  |  | HMT42GR7BFR4C-RD | UCS-MR-1X162RZ-A | 81C01869
1451 |  |  | HMT42GR7BFR4C-RD | UCS-MR-1X162RZ-A | 81C01924
1452 |  |  | HMT42GR7BFR4C-RD | UCS-MR-1X162RZ-A | 81C01A80
1453 |  |  | HMT42GR7BFR4C-RD | UCS-MR-1X162RZ-A | 81C01A83
1454 |  |  | HMT42GR7BFR4C-RD | UCS-MR-1X162RZ-A | 81C01AB1
1455 |  |  | HMT42GR7BFR4C-RD | UCS-MR-1X162RZ-A | 81C01BFC
1456 |  |  | HMT42GR7BFR4C-RD | UCS-MR-1X162RZ-A | 81C01CA6
1457 |  | GRUPOWANIE | UCS C240 M5SX | UCSC-C240-M5SX | WZP22230C8V
1458 |  |  | PX05SRB048 | UCS-SD480G121X-EV | 5860A01LTSCE
1459 |  |  | PX05SRB048 | UCS-SD480G121X-EV | 5860A01QTSCE
1460 |  |  | PX05SRB048 | UCS-SD480G121X-EV | 5860A01KTSCE
1461 |  |  | PX05SRB048 | UCS-SD480G121X-EV | 5860A00YTSCE
1462 |  |  | PX05SRB048 | UCS-SD480G121X-EV | 5860A01PTSCE
1463 |  |  | PX05SRB048 | UCS-SD480G121X-EV | 5860A01MTSCE
1464 |  |  | PX05SRB048 | UCS-SD480G121X-EV | 5860A01HTSCE
1465 |  |  | PX05SRB048 | UCS-SD480G121X-EV | 5860A01RTSCE
1466 |  |  | PX05SRB048 | UCS-SD480G121X-EV | 5860A01STSCE
1467 |  |  | PX05SRB048 | UCS-SD480G121X-EV | 5860A01GTSCE
1468 |  |  | M386A8K40BM2-CTD | UCS_ML-X64G4RS-H | 39771EFC
1469 |  |  | M386A8K40BM2-CTD | UCS_ML-X64G4RS-H | 397745D7
1470 |  |  | M386A8K40BM2-CTD | UCS_ML-X64G4RS-H | 39771E90
1471 |  |  | M386A8K40BM2-CTD | UCS_ML-X64G4RS-H | 39772255
1472 |  | GRUPOWANIE | CISCO3945-CHASSIS | CISCO3945-CHASSIS | FGL164513T1
1473 |  |  | C3900-SPE150/K9 | C3900-SPE150/K9 | FOC16424LFC
1474 |  |  | VIC2-2BRI-NT/TE | VIC2-2BRI-NT/TE | FOC16344FF4
1475 |  |  | PVDM3-256 | PVDM3-256 | FOC16436W5X
1476 |  |  | PVDM3-256 | PVDM3-256 | FOC16436W5M
1477 |  |  | PVDM3-256 | PVDM3-256 | FOC16436W7D
1478 |  |  | SM-SRE-910-K9 | SM-SRE-910-K9 | FOC16432DJ0
1479 |  |  | ISM-SRE-300-K9 | ISM-SRE-300-K9 | FOC16421MUL
1480 |  |  | PWR-3900-AC | PWR-3900-AC | FPS164200BB
1481 |  |  | PWR-3900-AC | PWR-3900-AC | FPS164200EF
1482 |  | GRUPOWANIE | CISCO2921/K9 | CISCO2921/K9 | FGL145110R9
1483 |  |  | PVDM3-64 | PVDM3-64 | FOC17447AA3
1484 |  |  | PWR-2921-51-AC | PWR-2921-51-AC | DCA1446K06L
1485 |  | GRUPOWANIE | UCS C220 M4S | CTI-CMS-1000-K9 | FCH2143V0XX
1486 |  |  | AL14SEB030N | CIT3-HD300G10K12G | 47R0A00CF8LC
1487 |  |  | AL14SEB030N | CIT3-HD300G10K12G | 87H0A01EF8KC
1488 |  | GRUPOWANIE | UCSC-C220-M3S | UCSC-C220-M3S | FCH1641V0T4
1489 |  |  | ST9900805SS | UCS-HDD900GI2F106 | 6XS367G1
1490 |  |  | ST9900805SS | UCS-HDD900GI2F106 | 6XS367KN
1491 |  |  | ST9900805SS | UCS-HDD900GI2F106 | 6XS31PCW
1492 |  |  | ST9900805SS | UCS-HDD900GI2F106 | 6XS37D27
1493 |  |  | ST9900805SS | UCS-HDD900GI2F106 | 6XS39RY6
1494 |  |  | ST9900805SS | UCS-HDD900GI2F106 | 6XS367L1
1495 |  | GRUPOWANIE | UCSC-C220-M3S | UCSC-C220-M3S | FCH1641V0H7
1496 |  |  | ST9300653SS | UCS-HDD300GI2F105 | 6XN1RT7E
1497 |  |  | ST9300653SS | UCS-HDD300GI2F105 | 6XN1TP2C
1498 |  |  | ST9300653SS | UCS-HDD300GI2F105 | 6XN1RZW3
1499 |  |  | ST9300653SS | UCS-HDD300GI2F105 | 6XN1STM6
1500 |  |  | ST9300653SS | UCS-HDD300GI2F105 | 6XN1S0A5
1501 |  |  | ST9300653SS | UCS-HDD300GI2F105 | 6XN1SEFL
1502 |  |  | ST9300653SS | UCS-HDD300GI2F105 | 6XN1SSE8
1503 |  |  | ST9300653SS | UCS-HDD300GI2F105 | 6XN1T81E
1504 |  | GRUPOWANIE | UCSC-C220-M3S | UCSC-C220-M3S | FCH1642V0Q9
1505 |  |  | ST9300653SS | UCS-HDD300GI2F105 | 6XN1HNLF0000B252ELFP
1506 |  |  | ST9300653SS | UCS-HDD300GI2F105 | 6XN1GN2Z0000B252EMTV
1507 |  |  | ST9300653SS | UCS-HDD300GI2F105 | 6XN1HPDQ0000B252D63Z
1508 |  |  | ST9300653SS | UCS-HDD300GI2F105 | 6XN1H1RY0000B30197V3
1509 |  |  | ST9300653SS | UCS-HDD300GI2F105 | 6XN1GN2F0000B252E9GL
1510 |  |  | ST9300653SS | UCS-HDD300GI2F105 | 6XN19E910000B252EMN3
1511 |  |  | ST9300653SS | UCS-HDD300GI2F105 | 6XN1H7VY0000B252CZCA
1512 |  |  | ST9300653SS | UCS-HDD300GI2F105 | 6XN19F3M0000B252BQG5
1513 |  | GRUPOWANIE | UCSC-C220-M3S | UCSC-C220-M3S | FCH1642V0FW
1514 |  |  | ST9300653SS | UCS-HDD300GI2F105 | 6XN1RTK10000B306AYXP
1515 |  |  | ST9300653SS | UCS-HDD300GI2F105 | 6XN1ST020000B306E35W
1516 |  |  | ST9300653SS | UCS-HDD300GI2F105 | 6XN1RS390000B306DL7D
1517 |  |  | ST9300653SS | UCS-HDD300GI2F105 | 6XN1RS7V0000B306A8VH
1518 |  |  | ST9300653SS | UCS-HDD300GI2F105 | 6XN1HNS50000B252EJSU
1519 |  |  | ST9300653SS | UCS-HDD300GI2F105 | 6XN1SRWT0000B306AZKQ
1520 |  |  | ST9300653SS | UCS-HDD300GI2F105 | 6XN1SRZH0000B306DC1U
1521 |  |  | ST9300653SS | UCS-HDD300GI2F105 | 6XN1SS7B0000B306E7G7
1522 |  | GRUPOWANIE | UCSC-C220-M3S | UCSC-C220-M3S | FCH1642V0GH
1523 |  |  | ST9300653SS | UCS-HDD300GI2F105 | 6XN1SS5Y
1524 |  |  | ST9300653SS | UCS-HDD300GI2F105 | 6XN1RSGN
1525 |  |  | ST9300653SS | UCS-HDD300GI2F105 | 6XN1T7BS
1526 |  |  | ST9300653SS | UCS-HDD300GI2F105 | 6XN1RSA1
1527 |  |  | ST9300653SS | UCS-HDD300GI2F105 | 6XN1RSQH
1528 |  |  | ST9300653SS | UCS-HDD300GI2F105 | 6XN1RTY3
1529 |  |  | ST9300653SS | UCS-HDD300GI2F105 | 6XN1SS0N
1530 |  |  | ST9300653SS | UCS-HDD300GI2F105 | 6XN1RRXG
1531 |  | GRUPOWANIE | UCSC-C220-M3S | UCSC-C220-M3S | FCH1641V0VW
1532 |  |  | ST9900805SS | UCS-HDD900GI2F106 | 6XS36HBB
1533 |  |  | ST9900805SS | UCS-HDD900GI2F106 | 6XS371Q4
1534 |  |  | ST9900805SS | UCS-HDD900GI2F106 | 6XS36YYT
1535 |  |  | ST9900805SS | UCS-HDD900GI2F106 | 6XS36G0W
1536 |  |  | ST9900805SS | UCS-HDD900GI2F106 | 6XS37D8K
1537 |  |  | ST9900805SS | UCS-HDD900GI2F106 | 6XS39EA2
1538 |  | GRUPOWANIE | EXPWY-CE500-BDL-K9 | EXPWY-CE500-BDL-K9 | FCH1941V04P
1539 |  |  | ST1000NM0023 | EXP-HDD1TI2F212 | Z1W470J6
1540 |  |  | ST1000NM0023 | EXP-HDD1TI2F212 | Z1W46NDD
1541 |  |  | LSI MegaRAID SAS 927.. |  | SV35202469
1542 |  | GRUPOWANIE | Cisco Meeteing Server | LIC-CMS-PAK | 00:0C:29:DE:4A:B5 | Instance number 5181236309 | 1
1543 |  |  | turn | LIC-CMS-PAK | 00:0C:29:DE:4A:B5 | Instance number 5291991892 | 1
1544 |  |  | shared | LIC-CMS-SMP-SL2SMP | 00:0C:29:DE:4A:B5 | Instance number 5183114912 | 12
1545 |  |  | callbridge | LIC-CMS-PAK | 00:0C:29:DE:4A:B5 | Instance number 5183114913 | 1
1546 |  |  | webbridge | LIC-CMS-K9 | 00:0C:29:DE:4A:B5 | Instance number 5291991902 | 1
1547 |  |  | personal | LIC-CMS-PMP+USER | 00:0C:29:DE:4A:B5 | Instance number 5181236312 | 25
1548 |  | GRUPOWANIE | CISCO2921/K9 | CISCO2921/K9 chassis, Hw | FGL1823118A
1549 | Polska - Warszawa - PID Miodowa 10 |  | VIC3-4FXS/DID FOC17463WRN | 3rd generation four port FXS DID voice interface daughtercard | FOC17463WRN
1550 |  |  | PVDM3-32 | PVDM3 DSP DIMM with 32 Channels | FOC16347WZ0
1551 |  |  | ISM-VPN-29 | Internal Services Module - Crypto Engine | FOC18015C0N
1552 |  |  | PWR-2921-51-AC | C2921/C2951 AC Power Supply | QCS18070SLS
1553 |  | GRUPOWANIE | Cisco ISR4331 Chassis | ISR4331/K9 | FDO2207A13Y
1554 | Polska - Warszawa - Krucza 38/42 |  | 500W AC PS w/ POE Module for Cisco ISR 4330 | PWR-4330-POE-AC | DCA214620BJ
1555 |  |  | NIM-2GE-CU-SFP | NIM-2GE-CU-SFP | FOC22115JQV
1556 |  |  | SM-X-ES3-24-P: EtherSwitch SM L3 + PoEPlus + MACSec + 24 10/100/1000 | SM-X-ES3-24-P | FOC21240WGT
1557 |  |  | SM-X-ES3-24-P-T | SM-X-ES3-24-P | FOC21240WGT
1558 |  | GRUPOWANIE | TANDBERG EX90 | CTS-EX90-K9= | A1AR16J00046
1559
1560 | Polska - Warszawa - Krywulta 2 | GRUPOWANIE | Cisco ISR4431 Chassis | ISR4431/K9 | FCZ2208B081
1561 |  |  | 250W AC Power Supply for Cisco ISR4430 | PWR-4430-AC | LIT21442MKR
1562 |  |  | 250W AC Power Supply for Cisco ISR4430 | PWR-4430-AC | LIT21442NLW
1563 |  |  | Front Panel 4 ports Gigabitethernet Module | ISR4431-X-4x1GE | JAB092709EL
1564 |  | GRUPOWANIE | Cisco Systems, Inc. WS-C4506-E 6 slot switch | WS-C4506-E | SPE15470163
1565 |  |  | Sup 7-E 10GE (SFP+), 1000BaseX (SFP) with 4 SFP+ Ports | WS-X45-SUP7-E | CAT1549L0WU
1566 |  |  | 10/100/1000BaseT (RJ45)+V E Series with 48 10/100/1000 baseT Premium PoE ports (Cisco/IEEE) | WS-X4648-RJ45V+E | JAE144809ZD
1567 |  |  | 10/100/1000BaseT (RJ45)+V E Series with 48 10/100/1000 baseT Premium PoE ports (Cisco/IEEE) | WS-X4748-RJ45V+E | CAT1544L10A
1568 |  |  | 10/100/1000BaseT (RJ45)+V E Series with 48 10/100/1000 baseT Premium PoE ports (Cisco/IEEE) | WS-X4748-RJ45V+E | CAT1544L0T6
1569 |  |  | 10/100/1000BaseT (RJ45)+V E Series with 48 10/100/1000 baseT Premium PoE ports (Cisco/IEEE) | WS-X4648-RJ45V+E | JAE1547015B
1570 |  |  | 10/100/1000BaseT (RJ45)+V E Series with 48 10/100/1000 baseT Premium PoE ports (Cisco/IEEE) | WS-X4648-RJ45V+E | JAE154007P6
1571 |  |  | FanTray | WS-X4596-E | SPE154700S4
1572 |  |  | Power Supply ( AC 4200W ) | PWR-C45-4200ACV | SNI1509C433
1573 |  |  | Power Supply ( AC 4200W ) | PWR-C45-4200ACV | SNI1516C45L
1574 |  |  | Cisco ISR4431 Chassis | ISR4431/K9 | FCZ2208B084
1575 |  |  | 250W AC Power Supply for Cisco ISR4430 | PWR-4430-AC | LIT21442N92
1576 |  |  | 250W AC Power Supply for Cisco ISR4430 | PWR-4430-AC | LIT21442N4S
1577 |  |  | Front Panel 4 ports Gigabitethernet Module | ISR4431-X-4x1GE | JAB092709EL
1578 |  |  | Cisco TelePresence SX20 | CTS-SX20CODEC-K9 | FTT164600CW
1579 | Polska - Warszawa - Taneczna 18c | GRUPOWANIE | CISCO1941/K9 chassis, Hw Serial#: FCZ164490XR, Hw Revision: 1.0 | CISCO1941/K9 | FCZ164490XR
1580 |  |  | Internal Services Module - Crypto Engine | ISM-VPN-19 | FOC15457SG5
1581
1582 | Polska - Warszawa - Taneczna 73c | GRUPOWANIE | CISCO1941/K9 chassis, Hw Serial#: FCZ164490XM, Hw Revision: 1.0 | CISCO1941/K9 | FCZ164490XM
1583 |  |  | Internal Services Module - Crypto Engine | ISM-VPN-19 | FOC15457SAN
1584 | Polska - Warszawa - Taneczna 67b | GRUPOWANIE | "CISCO2901/K9 chassis | CISCO2901/K9 | FCZ1444C1KE
1585 |  |  | "Enhanced High Speed WAN Interface Card-1 Port Gigabit Ethernet SFP/Cu" | EHWIC-1GE-SFP-CU | FOC2223573M
1586 | Polska - Warszawa - Szucha 23 | GRUPOWANIE | "C1941/C2901 AC Power Supply" | PWR-1941-2901-AC | N/A
1587 |  |  | CISCO1921/K9 | CISCO1921/K9 | FCZ1751C2CM
1588 |  | GRUPOWANIE | EHWIC-4ESG-P | EHWIC-4ESG-P | FOC19331K3D
1589 |  |  | CISCO2921/K9 | CISCO2921/K9 | FCZ18346070
1590 |  |  | PWR-2921-51-AC | PWR-2921-51-AC | QCS18090P5W
1591 |  | GRUPOWANIE | CISCO1921/K9 | CISCO1921/K9 | FCZ19316067
1592 |  |  | CISCO2901/K9 | CISCO2901/K9 | FGL203510FX
1593 |  | GRUPOWANIE | EHWIC-1GE-SFP-CU | EHWIC-1GE-SFP-CU | FOC20305ZPS
1594 |  |  | VWIC3-1MFT-G703 | VWIC3-1MFT-G703 | FOC20241PT3
1595 |  | GRUPOWANIE | HWIC-2T | HWIC-2T | FOC20252MXU
1596 |  | GRUPOWANIE | PVDM3-64 | PVDM3-64 | FOC20330ENC
1597 |  |  | PVDM3-64 | PVDM3-64 | FOC20300BXW
1598 |  |  | PWR-2901-POE | PWR-2901-POE | N/A
| Kraj - Miasto - Placówka |  | Grupowanie elementów wchodzących w skład jednego urządzenia | Model spisany z urządzenia | Poprawny numer modelu (SKU) | Numer seryjny | Uwagi | Ilość
1599 | Albania - Tirana-AMB WK | Albania---Tirana----Ambasada: Ambasada Rzeczypospolitej Polskiej w Republice Albanii, Rruga e Durresit 123 Tirana, Albania | GRUPOWANIE | CISCO2921/K9 | CISCO2921/K9 | FGL154814KD
1600 |  |  |  | EHWIC-1GE-SFP-CU | EHWIC-1GE-SFP-CU | FOC15324JF7
1601 |  |  |  | VIC3-4FXS/DID | VIC3-4FXS/DID | FOC15452M9J
1602 |  |  |  | PVDM3-32 | PVDM3-32 | FOC15473796
1603 |  |  |  | ISM-SRE-300-K9 | ISM-SRE-300-K9 | FOC15454E5Q
1604 |  |  |  | PWR-2921-51-AC | PWR-2921-51-AC | QCS1528H3JD
1605 |  |  | GRUPOWANIE | WS-C3560X-48PF-S | WS-C3560X-48PF-S | FDO1546V0BH
1606 |  |  |  | C3KX-PWR-1100WAC | C3KX-PWR-1100WAC | LIT15440A0N
1607 |  |  |  | C3KX-NM-1G | C3KX-NM-1G | FDO15451VK1
1608 |  |  |  | GLC-T | GLC-T | 00000MTC1547039X
1609 |  |  |  | GLC-T | GLC-T | 00000MTC154702LC
1610 |  |  |  | GLC-T | GLC-T | 00000MTC15470479
1611 | Algeria - Algier- AMB WK | Algieria---Algier---Ambasada: Ambasada Rzeczypospolitej Polskiej w Algierskiej Republice Ludowo-Demokratycznej Rue Olof Palme, Nouveau-Paradou Hydra Algier, Algieria | GRUPOWANIE | CISCO2921/K9 | CISCO2921/K9 | FCZ174370HC
1612 |  |  |  | VIC3-4FXS/DID | VIC3-4FXS/DID | FOC17385J1L
1613 |  |  |  | VIC2-4FXO | VIC2-4FXO | FOC17302ZHY
1614 |  |  |  | VIC2-4FXO | VIC2-4FXO | FOC17302ZQS
1615 |  |  |  | PVDM3-32 | PVDM3-32 | FOC17392172
1616 |  |  |  | ISM-SRE-300-K9 | ISM-SRE-300-K9 | FOC17384C48
1617 |  |  |  | PWR-2921-51-AC | PWR-2921-51-AC | DCA1729K14D
1618 |  |  | GRUPOWANIE | WS-C3560X-24P-S | WS-C3560X-24P-S | FDO1733Z0F7
1619 |  |  |  | C3KX-PWR-715WAC | C3KX-PWR-715WAC | DCB1717A0Q0
1620 |  |  |  | C3KX-NM-1G | C3KX-NM-1G | FDO17390EQ0
1621 | Angola - Luanda - AMB WK | Ambasada Rzeczypospolitej Polskiej w Republice Angoli, Rua Damião de Góis 64, Alvalade, C.P. 1340 Luanda, Angola | GRUPOWANIE | CISCO2921/K9 | CISCO2921/K9 | FGL1651126N
1622 |  |  |  | VIC2-4FXO | VIC2-4FXO | FOC16451UPD
1623 |  |  |  | VIC3-4FXS/DID | VIC3-4FXS/DID | FOC16401EJ3
1624 |  |  |  | PVDM3-32 | PVDM3-32 | FOC164674KW
1625 |  |  |  | ISM-SRE-300-K9 | ISM-SRE-300-K9 | FOC164536T0
1626 |  |  |  | PWR-2921-51-AC | PWR-2921-51-AC | DCA1646K27Z
1627 |  |  | GRUPOWANIE | WS-C3560X-24P-S | WS-C3560X-24P-S | FDO1815Z17B
1628 |  |  |  | C3KX-PWR-715WAC | C3KX-PWR-715WAC | DTN1647K19T
1629 |  |  |  | C3KX-NM-1G | C3KX-NM-1G | FDO16491MA0
1630 | Arabia Saudyjska - Rijad - AMB WK | Ambasada Rzeczypospolitej Polskiej w Królestwie Arabii Saudyjskiej, Abdullah Bin Jafar Street, Al Warood Area 20, P.O. Box 94016 11693 Rijad, Arabia Saudyjska | GRUPOWANIE | CISCO2921/K9 | CISCO2921/K9 | FCZ1743604U
1631 |  |  |  | VIC3-4FXS/DID | VIC3-4FXS/DID | FOC17385JFL
1632 |  |  |  | VIC2-4FXO | VIC2-4FXO | FOC1730301K
1633 |  |  |  | VIC2-4FXO | VIC2-4FXO | FOC17302ZPB
1634 |  |  |  | PVDM3-32 | PVDM3-32 | FOC17392S8Q
1635 |  |  |  | ISM-SRE-300-K9 | ISM-SRE-300-K9 | FOC17384C54
1636 |  |  |  | PWR-2921-51-AC | PWR-2921-51-AC | DCA1729K17D
1637 |  |  | GRUPOWANIE | WS-C3560X-24P-S | WS-C3560X-24P-S | FDO1733Z0FD
1638 |  |  |  | C3KX-PWR-715WAC | C3KX-PWR-715WAC | DCB1717A0NG
1639 |  |  |  | C3KX-NM-1G | C3KX-NM-1G | FDO17390EAE
1640 |  |  | GRUPOWANIE | ASA5506 | ASA5506 | JMX2322G0J3
1641 |  |  |  | PA-1660-2S2A | PA-1660-2S2A | LIT23234A4F
1642 |  |  |  | ASA5506-SSD | ASA5506-SSD | STP23070JME
1643 | Argentyna - Buenos Aires - AMB WK | Ambasada Rzeczypospolitej Polskiej w Republice Argentyńskiej, A. M. de Aguado 2870, 1425 Buenos Aires, Argentyna | GRUPOWANIE | CISCO2921/K9 | CISCO2921/K9 | FTX1549AKFC
1644 |  |  |  | VWIC3-1MFT-T1/E1 | VWIC3-1MFT-T1/E1 | FOC15423TT5
1645 |  |  |  | VIC3-4FXS/DID | VIC3-4FXS/DID | FOC154416V6
1646 |  |  |  | VIC3-4FXS/DID | VIC3-4FXS/DID | FOC15441732
1647 |  |  |  | PVDM3-64 | PVDM3-64 | FOC15423MKN
1648 |  |  |  | ISM-SRE-300-K9 | ISM-SRE-300-K9 | FOC15454E6S
1649 |  |  |  | PWR-2921-51-AC | PWR-2921-51-AC | DCA1542K195
1650 |  |  | GRUPOWANIE | WS-C3560X-48PF-S | WS-C3560X-48PF-S | FDO1546Z09V
1651 |  |  |  | C3KX-PWR-1100WAC | C3KX-PWR-1100WAC | LIT15411002
1652 |  |  |  | C3KX-NM-1G | C3KX-NM-1G | FDO15442BML
1653 |  |  | GRUPOWANIE | ASA5506 | ASA5506 | JMX2346X0SM
1654 | Armenia - Erywań - AMB WK | Ambasada Rzeczypospolitej Polskiej w Republice Armenii, Hanrapetutyan 44A, 0010 Erywań, Armenia | GRUPOWANIE | CISCO2921/K9 | CISCO2921/K9 | FGL154811N9
1655 |  |  |  | EHWIC-1GE-SFP-CU | EHWIC-1GE-SFP-CU | FOC15326SQC
1656 |  |  |  | VIC2-2FXO | VIC2-2FXO | FOC15400CXS
1657 |  |  |  | VIC2-4FXO | VIC2-4FXO | FOC15420Z9W
1658 |  |  |  | VIC3-4FXS/DID | VIC3-4FXS/DID | FOC15452MD7
1659 |  |  |  | PVDM3-32 | PVDM3-32 | FOC15452S5P
1660 |  |  |  | ISM-SRE-300-K9 | ISM-SRE-300-K9 | FOC16020MMW
1661 |  |  |  | PWR-2921-51-AC | PWR-2921-51-AC | DCA1540K3QJ
1662 |  |  | GRUPOWANIE | WS-C3560X-48PF-S | WS-C3560X-48PF-S | FDO1640Z0JY
1663 |  |  |  | C3KX-PWR-1100WAC | C3KX-PWR-1100WAC | LIT16330ZYH
1664 |  |  |  | C3KX-NM-1G | C3KX-NM-1G | FDO16391QG9
1665 |  |  |  | 10/100/1000BaseTX SFP | Unspecified | AGM154523SA
1666 |  |  |  | 10/100/1000BaseTX SFP | Unspecified | AGM1545242K
1667 | Australia - Cannbera - AMB WK | Ambasada Rzeczypospolitej Polskiej w Związku Australijskim, 7 Turrana Street, 2600 ACT Canberra, Australia | GRUPOWANIE | CISCO2921/K9 | CISCO2921/K9 | FGL174111TT
1668 |  |  |  | VIC2-2BRI-NT/TE | VIC2-2BRI-NT/TE | FOC173487YB
1669 |  |  |  | VIC2-4FXO | VIC2-4FXO | FOC16404PWB
1670 |  |  |  | VIC3-4FXS/DID | VIC3-4FXS/DID | FOC173667UM
1671 |  |  |  | VWIC3-1MFT-T1/E1 | VWIC3-1MFT-T1/E1 | FOC1737763X
1672 |  |  |  | PVDM3-32 | PVDM3-32 | FOC173921R8
1673 |  |  |  | PVDM3-64 | PVDM3-64 | FOC17279AYD
1674 |  |  |  | SM-SRE-910-K9 | SM-SRE-910-K9 | FOC1737674Z
1675 |  |  |  | ISM-SRE-300-K9 | ISM-SRE-300-K9 | FOC17154FPF
1676 |  |  |  | PWR-2921-51-AC | PWR-2921-51-AC | DCA1738K1LP
1677 |  |  | GRUPOWANIE | WS-C3560X-24P-S | WS-C3560X-24P-S | FDO1702P2GG
1678 |  |  |  | C3KX-PWR-715WAC | C3KX-PWR-715WAC | LIT17231JPU
1679 |  |  |  | C3KX-NM-1G | C3KX-NM-1G | FDO17410PF6
1680 |  |  | GRUPOWANIE | WS-C3560X-24P-S | WS-C3560X-24P-S | FDO1737P1PW
1681 |  |  |  | C3KX-PWR-715WAC | C3KX-PWR-715WAC | DCB1734A7CG
1682 |  |  |  | C3KX-NM-1G | C3KX-NM-1G | FDO17121T5M
1683 | Australia - Sydney -KG | Konsulat Generalny Rzeczypospolitej Polskiej w Sydney, 10 Trelawney Street, 2025 Sydney, Australia | GRUPOWANIE | CISCO2921/K9 | CISCO2921/K9 | FGL174211F6
1684 |  |  |  | VIC2-4FXO | VIC2-4FXO | FOC17301FYY
1685 |  |  |  | VIC3-4FXS/DID | VIC3-4FXS/DID | FOC17324G6K
1686 |  |  |  | VWIC3-1MFT-T1/E1 | VWIC3-1MFT-T1/E1 | FOC170862RL
1687 |  |  |  | VIC2-4FXO | VIC2-4FXO | FOC172281FL
1688 |  |  |  | PVDM3-32 | PVDM3-32 | FOC17392S58
1689 |  |  |  | PVDM3-64 | PVDM3-64 | FOC17323M49
1690 |  |  |  | SM-SRE-910-K9 | SM-SRE-910-K9 | FOC17352YU5
1691 |  |  |  | ISM-SRE-300-K9 | ISM-SRE-300-K9 | FOC17154FJL
1692 |  |  |  | PWR-2921-51-AC | PWR-2921-51-AC | DCA1739K0SM
1693 |  |  | GRUPOWANIE | WS-C3560X-48PF-S | WS-C3560X-48PF-S | FDO1742P01X
1694 |  |  |  | C3KX-PWR-1100WAC | C3KX-PWR-1100WAC | LIT17330742
1695 |  |  |  | C3KX-NM-1G | C3KX-NM-1G | FDO171210TU
1696 |  |  |  | GLC-SX-MMD | GLC-SX-MMD | FNS17450514
1697 |  |  | GRUPOWANIE | WS-C3560X-24P-S | WS-C3560X-24P-S | FDO1702W1WB
1698 |  |  |  | C3KX-PWR-715WAC | C3KX-PWR-715WAC | LIT17231G5Z
1699 |  |  |  | C3KX-NM-1G | C3KX-NM-1G | FDO17410DM7
1700 |  |  | GRUPOWANIE | WS-C3560X-24P-S | WS-C3560X-24P-S | FDO1702W1XH
1701 |  |  |  | C3KX-PWR-715WAC | C3KX-PWR-715WAC | LIT17231G8P
1702 |  |  |  | C3KX-NM-1G | C3KX-NM-1G | FDO17410D1Y
1703 |  |  | GRUPOWANIE | ASA5506 | ASA5506 | JMX2342X05J
1704 | Austria---Wiedeń---AMB-WK-SP | Austria---Wiedeń---AMB-WK-SP: Stałe Przedstawicielstwo Rzeczypospolitej Polskiej przy Biurze Narodów Zjednoczonych i Organizacjach międzynarodowych w Wiedniu,Austria,Wiedeń,1130,Hietzinger Hauptstrasse 42 C | GRUPOWANIE | CISCO2951/K9 | CISCO2951/K9 | FGL154911DM
1705 |  |  |  | WIC3-1MFT-T1/E1 | WIC3-1MFT-T1/E1 | FOC163549T1
1706 |  |  |  | PVDM3-128 | PVDM3-128 | FOC15453ECZ
1707 |  |  |  | SM-SRE-710-K9 | SM-SRE-710-K9 | FOC153001EN
1708 |  |  |  | PWR-2921-51-AC | PWR-2921-51-AC | QCS1540H0KS
1709 |  |  | GRUPOWANIE | WS-C3560X-48PF-S | WS-C3560X-48PF-S | FDO1547Z0P1
1710 |  |  |  | C3KX-PWR-1100WAC | C3KX-PWR-1100WAC | LIT153801DN
1711 |  |  |  | C3KX-NM-1G | C3KX-NM-1G | FDO154610A7
1712 |  |  |  | GLC-T | GLC-T | MTC154700EW
1713 |  |  |  | GLC-T | GLC-T | MTC154404BC
1714 |  |  |  | GLC-T | GLC-T | MTC154700S7
1715 |  |  |  | GLC-T | GLC-T | MTC154700MK
1716 |  |  | GRUPOWANIE | WS-C3560X-48PF-S | WS-C3560X-48PF-S | FDO1547W0CH
1717 |  |  |  | C3KX-PWR-1100WAC | C3KX-PWR-1100WAC | LIT153801E9
1718 |  |  |  | C3KX-NM-1G | C3KX-NM-1G | FDO154610W3
1719 |  |  | GRUPOWANIE | WS-C3560X-24P-S | WS-C3560X-24P-S | FDO1820P1B0
1720 |  |  |  | C3KX-PWR-715WAC | C3KX-PWR-715WAC | LIT18360TTC
1721 |  |  |  | C3KX-NM-1G | C3KX-NM-1G | FDO193913CE
1722 |  |  |  | GLC-SX-MMD | GLC-SX-MMD | FNS16460Z92
1723 |  |  |  | GLC-SX-MMD | GLC-SX-MMD | FNS16460Z70
1724 |  |  |  | GLC-SX-MMD | GLC-SX-MMD | FNS16460Z67
1725 |  |  |  | GLC-SX-MMD | GLC-SX-MMD | FNS16460Z66
1726 |  |  | GRUPOWANIE | WS-C3560X-24P-S | WS-C3560X-24P-S | FDO1820R0E7
1727 |  |  |  | C3KX-PWR-715WAC | C3KX-PWR-715WAC | LIT18360TEV
1728 |  |  |  | C3KX-NM-1G | C3KX-NM-1G | FDO193913SA
1729 |  |  |  | GLC-SX-MMD | GLC-SX-MMD | FNS16460Z68
1730 |  |  |  | GLC-SX-MMD | GLC-SX-MMD | FNS16460Z71
1731 |  |  |  | GLC-SX-MMD | GLC-SX-MMD | FNS16460Z94
1732 |  |  | GRUPOWANIE | Cisco TelePresence MX300 G2 | CTS-MX300-UNIT | FTT192800D7
1733 | Austria---Wiedeń---IP | Instytut Polski w Wiedniu, Am Gestade 7, 1010 Wiedeń, Austria | GRUPOWANIE | CISCO2921/K9 | CISCO2921/K9 | FCZ192261B3
1734 |  |  |  | EHWIC-4ESG-P | EHWIC-4ESG-P | FOC19066PE5
1735 |  |  |  | PWR-2921-51-AC | PWR-2921-51-AC | QCS19050SV2
1736 |  |  | GRUPOWANIE | WS-C3560X-24P-S | WS-C3560X-24P-S | FDO1919F3E9
1737 |  |  |  | C3KX-PWR-715WAC | C3KX-PWR-715WAC | DCB1910A0UA
1738 |  |  |  | C3KX-NM-1G | C3KX-NM-1G | FDO19210QND
1739 | Azerbejdżan---Baku---Ambasada | Ambasada Rzeczypospolitej Polskiej w Republice Azerbejdżanu, 2 Kichik Gala | GRUPOWANIE | CISCO2921/K9 | CISCO2921/K9 | FGL1549126Z
1740 |  |  |  | VWIC3-1MFT-T1/E1 | VWIC3-1MFT-T1/E1 | FOC15455AAA
1741 |  |  |  | VIC3-4FXS/DID | VIC3-4FXS/DID | FOC15457M42
1742 |  |  |  | VIC3-4FXS/DID | VIC3-4FXS/DID | FOC15457MJD
1743 |  |  |  | PVDM3-64 | PVDM3-64 | FOC154673MT
1744 |  |  |  | ISM-SRE-300-K9 | ISM-SRE-300-K9 | FOC15463CDV
1745 |  |  |  | PWR-2921-51-AC | PWR-2921-51-AC | DCA1543K1KX
1746 |  |  | GRUPOWANIE | WS-C3560X-24P-S | WS-C3560X-24P-S | FDO2019F0T9
1747 |  |  |  | C3KX-PWR-715WAC | C3KX-PWR-715WAC | LIT195213EX
1748 | Belgia---Bruksela---BiuroSPUE-SGRUE | Belgia---Bruksela---SPUE---AMB: Stałe Przedstawicielstwo Rzeczypospolitej Polskiej przy Unii Europejskiej w Brukseli,Belgia,Bruksela,1000,Rue Stevin, 139 | GRUPOWANIE | "c36xx Stack" | WS-C3650-24TD-S | FDO2142Q14F
1749 |  |  |  | "WS-C3650-24TD-S" | WS-C3650-24TD-S | FDO2142Q14G
1750 |  |  |  | "StackPort1/1" | STACK-T2-50CM | LCC2133G988
1751 |  |  |  | "StackPort1/2" | STACK-T2-50CM | LCC2133G999
1752 |  |  |  | "StackAdapter1/1" | C3650-STACK | FDO21450SYS
1753 |  |  |  | "StackAdapter1/2" | C3650-STACK | FDO21450VJB
1754 |  |  |  | "Switch 1 - Power Supply A" | PWR-C2-250WAC | DCB2128D1CN
1755 |  |  |  | "Switch 1 - Power Supply B" | PWR-C2-250WAC | DCB2128D1EK
1756 |  |  |  | "SFP-10GBase-SR" | SFP-10G-SR-S | AVD2113D3FR
1757 |  |  |  | "WS-C3650-24TD-S" | WS-C3650-24TD-S | FDO2142Q14F
1758 |  |  |  | "StackPort2/1" | STACK-T2-50CM | LCC2133G988
1759 |  |  |  | "StackPort2/2" | STACK-T2-50CM | LCC2133G999
1760 |  |  |  | "StackAdapter2/1" | C3650-STACK | FDO21302S9G
1761 |  |  |  | "StackAdapter2/2" | C3650-STACK | FDO21450VJN
1762 |  |  |  | "Switch 2 - Power Supply A" | PWR-C2-250WAC | DCB2128D1EL
1763 |  |  |  | "Switch 2 - Power Supply B" | PWR-C2-250WAC | DCB2128D1EG
1764 |  |  |  | "SFP-10GBase-SR" | SFP-10G-SR-S | AVD2113D3FT
1765 |  |  | GRUPOWANIE | "c36xx Stack" | WS-C3650-24TD | FDO2116E2VS
1766 |  |  |  | "WS-C3650-24TD-S" | WS-C3650-24TD-S | FDO2116Q1FU
1767 |  |  |  | "Switch 1 - Power Supply A" | PWR-C2-250WAC | DCB2110D1CE
1768 |  |  |  | "Switch 1 - Power Supply B" | PWR-C2-250WAC | DCB2110D1DB
1769 |  |  |  | "SFP-10GBase-SR" | SFP-10G-SR-S | AVD2113DF1U
1770 |  |  |  | "WS-C3650-24TD-S" | WS-C3650-24TD-S | FDO2116E2VS
1771 |  |  |  | "Switch 2 - Power Supply A" | PWR-C2-250WAC | DCB2110D1DG
1772 |  |  |  | "Switch 2 - Power Supply B" | PWR-C2-250WAC | DCB2110D1G2
1773 |  |  |  | "SFP-10GBase-SR" | SFP-10G-SR-S | AVD2113DF1V
1774 |  |  | GRUPOWANIE | "c38xx Stack" | WS-C3850-24XS | FOC2115L049
1775 |  |  |  | "WS-C3850-24XS-E" | WS-C3850-24XS-E | FOC2115L049
1776 |  |  |  | "StackPort1/1" | STACK-T1-50CM | LCC2049G7R2
1777 |  |  |  | "StackPort1/2" | STACK-T1-50CM | LCC2049G7LN
1778 |  |  |  | "Switch 1 - Power Supply A" | PWR-C1-715WAC | LIT210634DN
1779 |  |  |  | "Switch 1 - Power Supply B" | PWR-C1-715WAC | LIT210634A3
1780 |  |  |  | "4x10G Uplink Module" | C3850-NM-4-10G | FOC214436RR
1781 |  |  |  | "SFP-10GBase-SR" | SFP-10G-SR-S | AVD2113D3FV
1782 |  |  |  | "10/100/1000BaseTX SFP" | GLC-TE | AVC211626NZ
1783 |  |  |  | "SFP-10GBase-SR" | SFP-10G-SR-S | AVD2113D61D
1784 |  |  |  | "SFP-10GBase-SR" | SFP-10G-SR-S | AVD2113D5ZT
1785 |  |  |  | "SFP-10GBase-SR" | SFP-10G-SR-S | AVD2113DD4C
1786 |  |  |  | "SFP-10GBase-SR" | SFP-10G-SR-S | AVD2113DF1N
1787 |  |  |  | "SFP-10GBase-SR" | SFP-10G-SR-S | AVD2113DF2R
1788 |  |  |  | "SFP-10GBase-SR" | SFP-10G-SR-S | AVD2113DF2B
1789 |  |  |  | "SFP-10GBase-SR" | SFP-10G-SR-S | AVD2113DF14
1790 |  |  |  | "SFP-10GBase-SR" | SFP-10G-SR-S | AVD2113DF0E
1791 |  |  |  | "SFP-10GBase-SR" | SFP-10G-SR-S | AVD2113D3GB
1792 |  |  |  | "SFP-10GBase-SR" | SFP-10G-SR-S | AVD2113D3J5
1793 |  |  |  | "SFP-10GBase-SR" | SFP-10G-SR-S | AVD2113DD5V
1794 |  |  |  | "SFP-10GBase-SR" | SFP-10G-SR-S | AVD2113DG0S
1795 |  |  |  | "SFP-10GBase-SR" | SFP-10G-SR-S | AVD2113D61R
1796 |  |  |  | "10/100/1000BaseTX SFP" | GLC-TE | AVC211626PB
1797 |  |  |  | "10/100/1000BaseTX SFP" | GLC-TE | AVC211626P0
1798 |  |  |  | "10/100/1000BaseTX SFP" | GLC-TE | AVC211626PD
1799 |  |  |  | "SFP-10GBase-SR" | SFP-10G-SR-S | AVD2152DFRX
1800 |  |  |  | "10/100/1000BaseTX SFP" | GLC-TE | AVC211626P4
1801 |  |  |  | "10/100/1000BaseTX SFP" | GLC-TE | AVC211626P1
1802 |  |  |  | "10/100/1000BaseTX SFP" | GLC-TE | AVC211626P2
1803 |  |  |  | "WS-C3850-24XS-E" | WS-C3850-24XS-E | FOC2115L05R
1804 |  |  |  | "StackPort2/1" | STACK-T1-50CM | LCC2049G7R2
1805 |  |  |  | "StackPort2/2" | STACK-T1-50CM | LCC2049G7LN
1806 |  |  |  | "Switch 2 - Power Supply A" | PWR-C1-715WAC | LIT210634A7
1807 |  |  |  | "Switch 2 - Power Supply B" | PWR-C1-715WAC | LIT210634AC
1808 |  |  |  | "4x10G Uplink Module" | C3850-NM-4-10G | FOC2144379J
1809 |  |  |  | "SFP-10GBase-SR" | SFP-10G-SR-S | AVD2113D3FZ
1810 |  |  |  | "10/100/1000BaseTX SFP" | GLC-TE | AVC211626P8
1811 |  |  |  | "SFP-10GBase-SR" | SFP-10G-SR-S | AVD2113D5ZY
1812 |  |  |  | "SFP-10GBase-SR" | SFP-10G-SR-S | AVD2113D62D
1813 |  |  |  | "SFP-10GBase-SR" | SFP-10G-SR-S | AVD2113D5ZH
1814 |  |  |  | "SFP-10GBase-SR" | SFP-10G-SR-S | AVD2113DF25
1815 |  |  |  | "SFP-10GBase-SR" | SFP-10G-SR-S | AVD2113DF0T
1816 |  |  |  | "SFP-10GBase-SR" | SFP-10G-SR-S | AVD2152DFSH
1817 |  |  |  | "SFP-10GBase-SR" | SFP-10G-SR-S | AVD2113DF1T
1818 |  |  |  | "SFP-10GBase-SR" | SFP-10G-SR-S | AVD2113D61K
1819 |  |  |  | "SFP-10GBase-SR" | SFP-10G-SR-S | AVD2113D601
1820 |  |  |  | "SFP-10GBase-SR" | SFP-10G-SR-S | AVD2113D3H0
1821 |  |  |  | "SFP-10GBase-SR" | SFP-10G-SR-S | AVD2113DG06
1822 |  |  |  | "SFP-10GBase-SR" | SFP-10G-SR-S | AVD2113DG05
1823 |  |  |  | "SFP-10GBase-SR" | SFP-10G-SR-S | AVD2113DG0R
1824 |  |  |  | "10/100/1000BaseTX SFP" | GLC-TE | AVC211626P6
1825 |  |  |  | "10/100/1000BaseTX SFP" | GLC-TE | AVC211626P3
1826 |  |  |  | "10/100/1000BaseTX SFP" | GLC-TE | AVC211626PF
1827 |  |  |  | "SFP-10GBase-SR" | SFP-10G-SR-S | AVD2113DF28
1828 |  |  |  | "10/100/1000BaseTX SFP" | GLC-TE | AVC211626PE
1829 |  |  |  | "10/100/1000BaseTX SFP" | GLC-TE | AVC211626P5
1830 |  |  |  | "10/100/1000BaseTX SFP" | GLC-TE | AVC211626P7
1831 |  |  | GRUPOWANIE | "c36xx Stack" | WS-C3650-24TD-S | FDO2216E1DE
1832 |  |  |  | "WS-C3650-24TD-S" | WS-C3650-24TD-S | FDO2216E1DE
1833 |  |  |  | "StackPort1/1" | STACK-T2-50CM | LCC2201G2F6
1834 |  |  |  | "StackPort1/2" | STACK-T2-50CM | LCC2201G258
1835 |  |  |  | "StackAdapter1/1" | C3650-STACK | FDO21522B6J
1836 |  |  |  | "StackAdapter1/2" | C3650-STACK | FDO21522B76
1837 |  |  |  | "Switch 1 - Power Supply A" | PWR-C2-250WAC | DCB2151D5H1
1838 |  |  |  | "Switch 1 - Power Supply B" | PWR-C2-250WAC | DCB2151D4MH
1839 |  |  |  | "SFP-10GBase-SR" | SFP-10G-SR-S | AVD2113D3FY
1840 |  |  |  | "WS-C3650-24TD-S" | WS-C3650-24TD-S | FDO2219E05Q
1841 |  |  |  | "StackPort2/1" | STACK-T2-50CM | LCC2201G2F6
1842 |  |  |  | "StackPort2/2" | STACK-T2-50CM | LCC2201G258
1843 |  |  |  | "StackAdapter2/1" | C3650-STACK | FDO21522BA4
1844 |  |  |  | "StackAdapter2/2" | C3650-STACK | FDO22112DP5
1845 |  |  |  | "Switch 2 - Power Supply A" | PWR-C2-250WAC | DCB2151D30N
1846 |  |  |  | "Switch 2 - Power Supply B" | PWR-C2-250WAC | DCB2151D34E
1847 |  |  |  | "SFP-10GBase-SR" | SFP-10G-SR-S | AVD2113DF1Y
1848 |  |  | GRUPOWANIE | "c36xx Stack" | WS-C3650-24TD-S | FDO2202Q0M0
1849 |  |  |  | "WS-C3650-24TD-S" | WS-C3650-24TD-S | FDO2202Q0M0
1850 |  |  |  | "StackPort1/1" | STACK-T2-50CM | LCC2214GDD5
1851 |  |  |  | "StackPort1/2" | STACK-T2-50CM | LCC2201G265
1852 |  |  |  | "StackAdapter1/1" | C3650-STACK | FDO21522CDV
1853 |  |  |  | "StackAdapter1/2" | C3650-STACK | FDO21522B71
1854 |  |  |  | "Switch 1 - Power Supply A" | PWR-C2-250WAC | DCB2151D5M5
1855 |  |  |  | "Switch 1 - Power Supply B" | PWR-C2-250WAC | LIT220153Q4
1856 |  |  |  | "SFP-10GBase-SR" | SFP-10G-SR-S | AVD2113DF2J
1857 |  |  |  | "WS-C3650-24TD-S" | WS-C3650-24TD-S | FDO2217E221
1858 |  |  |  | "StackPort2/1" | STACK-T2-50CM | LCC2214GDD5
1859 |  |  |  | "StackPort2/2" | STACK-T2-50CM | LCC2201G265
1860 |  |  |  | "StackAdapter2/1" | C3650-STACK | FDO21522BLC
1861 |  |  |  | "StackAdapter2/2" | C3650-STACK | FDO22102EAX
1862 |  |  |  | "Switch 2 - Power Supply A" | PWR-C2-250WAC | DCB2151D5SB
1863 |  |  |  | "Switch 2 - Power Supply B" | PWR-C2-250WAC | DCB2151D5JP
1864 |  |  |  | "SFP-10GBase-SR" | SFP-10G-SR-S | AVD2152DFSU
1865 |  |  | GRUPOWANIE | "c36xx Stack" | WS-C3650-48PD | FDO2116Z1CX
1866 |  |  |  | "WS-C3650-48FD-S" | WS-C3650-48FD-S | FDO2116Z1CX
1867 |  |  |  | "Switch 1 - Power Supply A" | PWR-C2-640WAC | LIT20522GJ9
1868 |  |  |  | "Switch 1 - Power Supply B" | PWR-C2-1025WAC | DCB2111C7WP
1869 |  |  |  | "SFP-10GBase-SR" | SFP-10G-SR-S | AVD2113DCDS
1870 |  |  |  | "WS-C3650-48FD-S" | WS-C3650-48FD-S | FDO2116E2JC
1871 |  |  |  | "Switch 2 - Power Supply A" | PWR-C2-640WAC | LIT20502DDG
1872 |  |  |  | "Switch 2 - Power Supply B" | PWR-C2-1025WAC | DCB2111C7Y7
1873 |  |  |  | "SFP-10GBase-SR" | SFP-10G-SR-S | AVD2113DCEV
1874 |  |  | GRUPOWANIE | "c36xx Stack" | WS-C3650-24TD-S | FDO2202Q0L8
1875 |  |  |  | "WS-C3650-24TD-S" | WS-C3650-24TD-S | FDO2202Q0L8
1876 |  |  |  | "StackPort1/1" | STACK-T2-50CM | LCC2201G2EW
1877 |  |  |  | "StackPort1/2" | STACK-T2-50CM | LCC2214GDD2
1878 |  |  |  | "StackAdapter1/1" | C3650-STACK | FDO21522BA1
1879 |  |  |  | "StackAdapter1/2" | C3650-STACK | FDO22112DNV
1880 |  |  |  | "Switch 1 - Power Supply A" | PWR-C2-250WAC | DCB2151D2SV
1881 |  |  |  | "Switch 1 - Power Supply B" | PWR-C2-250WAC | DCB2151D5R6
1882 |  |  |  | "SFP-10GBase-SR" | SFP-10G-SR-S | AVD2113DD5Y
1883 |  |  |  | "WS-C3650-24TD-S" | WS-C3650-24TD-S | FDO2217Q1S3
1884 |  |  |  | "StackPort2/1" | STACK-T2-50CM | LCC2201G2EW
1885 |  |  |  | "StackPort2/2" | STACK-T2-50CM | LCC2214GDD2
1886 |  |  |  | "StackAdapter2/1" | C3650-STACK | FDO21522AGJ
1887 |  |  |  | "StackAdapter2/2" | C3650-STACK | FDO22102D9E
1888 |  |  |  | "Switch 2 - Power Supply A" | PWR-C2-250WAC | DCB2151D2T0
1889 |  |  |  | "Switch 2 - Power Supply B" | PWR-C2-250WAC | DCB2151D5NW
1890 |  |  |  | "SFP-10GBase-SR" | SFP-10G-SR-S | AVD2152DFSG
1891 |  |  | GRUPOWANIE | "c36xx Stack" | WS-C3650-48PD | FDO2116Q1A0
1892 |  |  |  | "WS-C3650-48FD-S" | WS-C3650-48FD-S | FDO2116Q1A0
1893 |  |  |  | "Switch 1 - Power Supply A" | PWR-C2-640WAC | LIT20522GH7
1894 |  |  |  | "Switch 1 - Power Supply B" | PWR-C2-1025WAC | DCB2111C7Y8
1895 |  |  |  | "SFP-10GBase-SR" | SFP-10G-SR-S | AVD2113DFY9
1896 |  |  |  | "WS-C3650-48FD-S" | WS-C3650-48FD-S | FDO2116Q19A
1897 |  |  |  | "Switch 2 - Power Supply A" | PWR-C2-640WAC | LIT20522GJN
1898 |  |  |  | "Switch 2 - Power Supply B" | PWR-C2-1025WAC | DCB2111C7WG
1899 |  |  |  | "SFP-10GBase-SR" | SFP-10G-SR-S | AVD2113DFY7
1900 |  |  | GRUPOWANIE | "c36xx Stack" | WS-C3650-48PD | FDO2116Z1DB
1901 |  |  |  | "WS-C3650-48FD-S" | WS-C3650-48FD-S | FDO2116Z1DB
1902 |  |  |  | "Switch 1 - Power Supply B" | PWR-C2-1025WAC | DCB2111C7XW
1903 |  |  |  | "SFP-10GBase-SR" | SFP-10G-SR-S | AVD2113D5ZM
1904 |  |  |  | "WS-C3650-48FD-S" | WS-C3650-48FD-S | FDO2116Q19Q
1905 |  |  |  | "Switch 2 - Power Supply A" | PWR-C2-640WAC | LIT20522GGD
1906 |  |  |  | "Switch 2 - Power Supply B" | PWR-C2-1025WAC | DCB2111C7YA
1907 |  |  |  | "SFP-10GBase-SR" | SFP-10G-SR-S | AVD2113D610
1908 |  |  | GRUPOWANIE | "c36xx Stack" | WS-C3650-48PD | FDO2116E2HA
1909 |  |  |  | "WS-C3650-48FD-S" | WS-C3650-48FD-S | FDO2116E2HA
1910 |  |  |  | "Switch 1 - Power Supply A" | PWR-C2-640WAC | LIT20502E6S
1911 |  |  |  | "Switch 1 - Power Supply B" | PWR-C2-1025WAC | DCB2111C7Y4
1912 |  |  |  | "SFP-10GBase-SR" | SFP-10G-SR-S | AVD2113DF1G
1913 |  |  | GRUPOWANIE | "c36xx Stack" | WS-C3650-48PD | FDO2116Z1D9
1914 |  |  |  | "WS-C3650-48FD-S" | WS-C3650-48FD-S | FDO2116E2JG
1915 |  |  |  | "Switch 1 - Power Supply A" | PWR-C2-640WAC | LIT20522GJG
1916 |  |  |  | "Switch 1 - Power Supply B" | PWR-C2-1025WAC | DCB2111C7WC
1917 |  |  |  | "SFP-10GBase-SR" | SFP-10G-SR-S | AVD2113DFXW
1918 |  |  |  | "WS-C3650-48FD-S" | WS-C3650-48FD-S | FDO2116Z1D9
1919 |  |  |  | "Switch 2 - Power Supply A" | PWR-C2-640WAC | LIT20522GMU
1920 |  |  |  | "Switch 2 - Power Supply B" | PWR-C2-1025WAC | DCB2111C7W9
1921 |  |  |  | "SFP-10GBase-SR" | SFP-10G-SR-S | AVD2113DG12
1922 |  |  | GRUPOWANIE | Cisco ASA 5545-X Adaptive Security Appliance | Cisco ASA 5545-X Adaptive Security Appliance | FCH1942J8R0
1923 |  |  |  | "ASA 5545-X with SW | ASA5545 | FGL194640BE
1924 |  |  |  | "ASA 5545-X/5555-X AC Power Supply" | ASA-PWR-AC | 5AM18S
1925 |  |  |  | "ASA 5545-X/5555-X AC Power Supply" | ASA-PWR-AC | 5AM1PW
1926 |  |  |  | "Model Number Micron_M550_MTFDDAK128MAY" | N/A | MXA193902VX
1927 |  |  |  | "Model Number Micron_M550_MTFDDAK128MAY" | N/A | MXA193902SH
1928 |  |  | GRUPOWANIE | Cisco ASA 5545-X Adaptive Security Appliance | Cisco ASA 5545-X Adaptive Security Appliance | FCH1942J8PE
1929 |  |  |  | "ASA 5545-X with SW | ASA5545 | FGL194640BG
1930 |  |  |  | "ASA 5545-X/5555-X AC Power Supply" | ASA-PWR-AC | 5B216Y
1931 |  |  |  | "ASA 5545-X/5555-X AC Power Supply" | ASA-PWR-AC | 5B2175
1932 |  |  |  | "Model Number Micron_M550_MTFDDAK128MAY" | N/A | MXA193902VG
1933 |  |  |  | "Model Number Micron_M550_MTFDDAK128MAY" | N/A | MXA193902W2
1934 |  |  | GRUPOWANIE | "Cisco ISR4451 Chassis" | ISR4451-X/K9 | FCZ222840BG
1935 |  |  |  | "450W AC Power Supply for Cisco ISR4450 | PWR-4450-AC | DCA2218X0H2
1936 |  |  |  | "450W AC Power Supply for Cisco ISR4450 | PWR-4450-AC | DCA2218X0H1
1937 |  |  |  | "Cisco ISR4450 | ACS-4450-FANASSY | Unspecified
1938 |  |  |  | "Cisco ISR4451 Built-In NIM controller" | ISR4451-X/K9 | Unspecified
1939 |  |  |  | "Front Panel 4 ports Gigabitethernet Module" | ISR4451-X-4x1GE | Unspecified
1940 |  |  |  | "Cisco ISR4451 Built-In SM controller" | ISR4451-X/K9 | Unspecified
1941 |  |  |  | "Cisco ISR4451 Built-In SM controller" | ISR4451-X/K9 | Unspecified
1942 |  |  |  | "Cisco ISR4451 Route Processor" | ISR4451-X/K9 | FOC22247YLJ
1943 |  |  |  | "Cisco ISR4451 Forwarding Processor" | ISR4451-X/K9 | Unspecified
1944 |  |  | GRUPOWANIE | "Cisco ISR4451 Chassis" | ISR4451-X/K9 | FCZ222840BL
1945 |  |  |  | "450W AC Power Supply for Cisco ISR4450 | PWR-4450-AC | DCA2218X0H3
1946 |  |  |  | "450W AC Power Supply for Cisco ISR4450 | PWR-4450-AC | DCA2218X0H6
1947 |  |  |  | "Cisco ISR4450 | ACS-4450-FANASSY | Unspecified
1948 |  |  |  | "Cisco ISR4451 Built-In NIM controller" | ISR4451-X/K9 | Unspecified
1949 |  |  |  | "Front Panel 4 ports Gigabitethernet Module" | ISR4451-X-4x1GE | Unspecified
1950 |  |  |  | "Cisco ISR4451 Built-In SM controller" | ISR4451-X/K9 | Unspecified
1951 |  |  |  | "Cisco ISR4451 Built-In SM controller" | ISR4451-X/K9 | Unspecified
1952 |  |  |  | "Cisco ISR4451 Route Processor" | ISR4451-X/K9 | FOC22247YLT
1953 |  |  |  | "Cisco ISR4451 Forwarding Processor" | ISR4451-X/K9 | Unspecified
1954 |  |  | GRUPOWANIE | "CISCO3945-CHASSIS" | CISCO3945-CHASSIS | FHK1448F114
1955 |  |  |  | "Cisco Services Performance Engine 150 for Cisco 3900 ISR" | C3900-SPE150/K9 | FOC14450LPD
1956 |  |  |  | "3rd generation four port FXS DID voice interface daughtercard" | VIC3-4FXS/DID | FOC14444255
1957 |  |  |  | "3rd generation four port FXS DID voice interface daughtercard" | VIC3-4FXS/DID | FOC144442R5
1958 |  |  |  | "PVDM3 DSP DIMM with 64 Channels" | PVDM3-64 | FOC14464TWM
1959 |  |  |  | "PVDM3 DSP DIMM with 256 Channels" | PVDM3-256 | FOC15442QQT
1960 |  |  |  | "Internal Services Module with Services Ready Engine" | ISM-SRE-300-K9 | FOC14463L0A
1961 |  |  |  | "C3900 AC Power Supply 1" | PWR-3900-AC | SNI1444C8YB
1962 |  |  |  | "C3900 AC-POE Power Supply 2" | PWR-3900-POE | SNI1444C71U
1963 |  |  | GRUPOWANIE | BE6M-M5-K9 | BE6M-M5-K9 | WZP22211HWB
1964 |  |  |  | 2.2 GHz 4114/85W 10C/13.75MB Cache/DDR4 2400MHz | BE6K-CPU | 781T0W3800615
1965 |  |  |  | 16GB DDR4-2666-MHz RDIMM/PC4-21300/single rank/x4/1.2v | BE6K-RAM | 80AD0117469227B55C
1966 |  |  |  | 16GB DDR4-2666-MHz RDIMM/PC4-21300/single rank/x4/1.2v | BE6K-RAM | 80AD0117469227B4D4
1967 |  |  |  | 16GB DDR4-2666-MHz RDIMM/PC4-21300/single rank/x4/1.2v | BE6K-RAM | 80AD0117469227B4DC
1968 |  |  |  | AL14SEB030N | BE6K-DISK | 48J0A0MVF8KC
1969 |  |  |  | AL14SEB030N | BE6K-DISK | 58Q0A02HF8LC
1970 |  |  |  | AL14SEB030N | BE6K-DISK | 48J0A0TMF8KC
1971 |  |  |  | AL14SEB030N | BE6K-DISK | 48J0A0T6F8KC
1972 |  |  |  | AL14SEB030N | BE6K-DISK | 48J0A0NNF8KC
1973 |  |  |  | AL14SEB030N | BE6K-DISK | 48J0A0NJF8KC
1974 |  |  |  | Cisco 12G Modular RAID controller with 2GB cache | BE6K-RAIDCTRLR | LSK221400ZS
1975 |  |  |  | Cisco UCS 770W AC Power Supply for Rack Server | BE6K-PSU | ART2215F3PZ
1976 |  |  | GRUPOWANIE | BE6M-M5-K9 | BE6M-M5-K9 | WZP22220TJS
1977 |  |  |  | 2.2 GHz 4114/85W 10C/13.75MB Cache/DDR4 2400MHz | BE6K-CPU | 781T0W3800027
1978 |  |  |  | 16GB DDR4-2666-MHz RDIMM/PC4-21300/single rank/x4/1.2v | BE6K-RAM | 80AD0117469227B55D
1979 |  |  |  | 16GB DDR4-2666-MHz RDIMM/PC4-21300/single rank/x4/1.2v | BE6K-RAM | 80AD0117469227B500
1980 |  |  |  | 16GB DDR4-2666-MHz RDIMM/PC4-21300/single rank/x4/1.2v | BE6K-RAM | 80AD0117469227B4F1
1981 |  |  |  | AL14SEB030N | BE6K-DISK | 58Q0A02NF8LC
1982 |  |  |  | AL14SEB030N | BE6K-DISK | 48J0A0T0F8KC
1983 |  |  |  | AL14SEB030N | BE6K-DISK | 48J0A0RWF8KC
1984 |  |  |  | AL14SEB030N | BE6K-DISK | 58Q0A02LF8LC
1985 |  |  |  | AL14SEB030N | BE6K-DISK | 58Q0A02KF8LC
1986 |  |  |  | AL14SEB030N | BE6K-DISK | 58Q0A02MF8LC
1987 |  |  |  | Cisco 12G Modular RAID controller with 2GB cache | BE6K-RAIDCTRLR | LSK221302C9
1988 |  |  |  | Cisco UCS 770W AC Power Supply for Rack Server | BE6K-PSU | ART2215F3PN
1989 |  |  | GRUPOWANIE | WS-C3650-48FD-S | WS-C3650-48FD-S | FDO2116Z1BY
1990 |  |  |  | PWR-C2-1025WAC | PWR-C2-1025WAC | DCB2111C7WD
1991 |  |  |  | PWR-C2-640WAC/2 | PWR-C2-640WAC/2 | LIT20522GMD
1992 |  |  | GRUPOWANIE | CISCO3945-HSEC+/K9 | CISCO3945-HSEC+/K9 | FCZ19466042
1993 |  |  |  | C3900-SPE150/K9 | C3900-SPE150/K9 | FOC19312S74
1994 |  |  |  | PWR-3900-AC | PWR-3900-AC | SNI1924C8RV
1995 |  |  |  | PWR-3900-AC/2 | PWR-3900-AC/2 | SNI1924C9BF
1996 |  |  | GRUPOWANIE | CISCO3945-HSEC+/K9 | CISCO3945-HSEC+/K9 | FCZ19466047
1997 |  |  |  | C3900-SPE150/K9 | C3900-SPE150/K9 | FOC19312SGX
1998 |  |  |  | PWR-3900-AC | PWR-3900-AC | SNI1924C98P
1999 |  |  |  | PWR-3900-AC/2 | PWR-3900-AC/2 | SNI1924C904
2000 |  |  | GRUPOWANIE | WS-C2960X-24PD-L | WS-C2960X-24PD-L | FOC22380U9F
2001 |  |  | GRUPOWANIE | WS-C2960X-24PD-L | WS-C2960X-24PD-L | FOC22380WAC
2002 |  |  | GRUPOWANIE | ASA5508 | ASA5508 | JMX2223G2BS
2003 |  |  |  | ASA5508-SSD | ASA5508-SSD | MSH221009LY
2004 |  |  | GRUPOWANIE | ASA5508 | ASA5508 | JMX2223G18X
2005 |  |  |  | ASA5508-SSD | ASA5508-SSD | MSH22121ARL
2006 |  |  | GRUPOWANIE | Cisco 2921 | Cisco 2921 | FCZ19466068
2007 |  |  | GRUPOWANIE | Cisco 3650 | Cisco 3650 | FDO2219I04V
2008 |  |  | GRUPOWANIE | Cisco 3945 | Cisco 3945 | FOC15450QNP
2009 |  |  | GRUPOWANIE | Cisco 2504 | Cisco 2504 | PSZ19291A8Q
2010 |  |  | GRUPOWANIE | Cisco 2921 | Cisco 2921 | FCZ154970BM
2011 |  |  | GRUPOWANIE | Cisco 1941 | Cisco 1941 | FCZ194670CK
2012 |  |  | GRUPOWANIE | Cisco 2960 | Cisco 2960 | FOC1830S476
2013 |  |  | GRUPOWANIE | Catalyst 2960-X | Catalyst 2960-X | FCW2237A5GU
2014 |  |  | GRUPOWANIE | Catalyst 2960-X | Catalyst 2960-X | FOC2225T2KD
2015 |  |  | GRUPOWANIE | Catalyst 3650 | Catalyst 3650 | FDO2109Q0NU
2016 |  |  | GRUPOWANIE | Catalyst 3650 | Catalyst 3650 | FDO2109E19N
2017 |  |  | GRUPOWANIE | Catalyst 3650 | Catalyst 3650 | FDO2208Q1AN
2018 |  |  | GRUPOWANIE | Catalyst 3650 | Catalyst 3650 | FDO2219I050
2019 |  |  | GRUPOWANIE | Cisco TelePresence MX300 G2 | CTS-MX300-UNIT | FTT1942007E
2020 |  |  | GRUPOWANIE | UCS-C220-M3S | UCSC-C220-M3S | FCH1943V0J8
2021 |  |  |  | MZ6ER400HAGL/003 | UCS-SD400G0KS2-EP | S18PNEAG702171
2022 |  |  |  | MZ6ER400HAGL/003 | UCS-SD400G0KS2-EP | S18PNEAG702172
2023 |  |  |  | ST9500620NS | UCS-SD480GBKS4-EV | 9XF0QT3H
2024 |  |  |  | PX05SMB040 | I-UCS-SD400G12S4-EP= | 18M0A053TMEE
2025 |  |  |  | PX05SMB040 | I-UCS-SD400G12S4-EP= | 18M0A052TMEE
2026 |  |  |  | PX05SMB040 | I-UCS-SD400G12S4-EP= | 18M0A051TMEE
2027 |  |  |  | PX05SMB040 | I-UCS-SD400G12S4-EP= | 18M0A04XTMEE
2028 |  |  |  | PX05SMB040 | I-UCS-SD400G12S4-EP= | 18M0A04YTMEE
2029 |  |  |  | M386B4G70DM0-CMA4 | UCS-ML-1X324RZ-A | 891EA86E
2030 |  |  |  | M386B4G70DM0-CMA4 | UCS-ML-1X324RZ-A | 891EA633
2031 |  |  |  | M386B4G70DM0-CMA4 | UCS-ML-1X324RZ-A | 893F3677
2032 |  |  |  | M386B4G70DM0-CMA4 | UCS-ML-1X324RZ-A | 891EA729
2033 |  |  |  | M386B4G70DM0-CMA4 | UCS-ML-1X324RZ-A | 89445D5D
2034 |  |  |  | M386B4G70DM0-CMA4 | UCS-ML-1X324RZ-A | 891EA6F1
2035 |  |  |  | M386B4G70DM0-CMA4 | UCS-ML-1X324RZ-A | 893F3513
2036 |  |  |  | M386B4G70DM0-CMA4 | UCS-ML-1X324RZ-A | 891EA794
2037 |  |  |  | M386B4G70DM0-CMA4 | UCS-ML-1X324RZ-A | 89445C10
2038 |  |  |  | M386B4G70DM0-CMA4 | UCS-ML-1X324RZ-A | 891EA882
2039 |  |  |  | M386B4G70DM0-CMA4 | UCS-ML-1X324RZ-A | 89445B3E
2040 |  |  |  | M386B4G70DM0-CMA4 | UCS-ML-1X324RZ-A | 891EA769
2041 |  |  |  | M386B4G70DM0-CMA4 | UCS-ML-1X324RZ-A | 89445C15
2042 |  |  |  | M386B4G70DM0-CMA4 | UCS-ML-1X324RZ-A | 891EA6AD
2043 | Belgia---Bruksela---SPNATO | Belgia---Bruksela---SPNATO: Stałe Przedstawicielstwo Rzeczypospolitej Polskiej przy Organizacji Traktatu Północnoatlantyckiego w Brukseli,Belgia,Bruksela,1110,Bld. Leopold III | GRUPOWANIE | CISCO2921/K9 | CISCO2921/K9 | FGL154812H8
2044 |  |  |  | VIC2-4FXO | VIC2-4FXO | FOC15444TN6
2045 |  |  |  | VIC3-4FXS/DID | VIC3-4FXS/DID | FOC16484DTD
2046 |  |  |  | VWIC3-1MFT-T1/E1 | VWIC3-1MFT-T1/E1 | FOC16412LJ0
2047 |  |  |  | PVDM3-32 | PVDM3-32 | FOC15452S6D
2048 |  |  |  | UCS-E160D-M2/K9 | UCS-E160D-M2/K9 | FOC19248WPM
2049 |  |  |  | PWR-2921-51-AC | PWR-2921-51-AC | QCS1540H0E1
2050 |  |  | GRUPOWANIE | WS-C3560X-48PF-S | WS-C3560X-48PF-S | FDO1546R0EZ
2051 |  |  |  | C3KX-PWR-1100WAC | C3KX-PWR-1100WAC | LIT153801SD
2052 |  |  |  | C3KX-NM-1G | C3KX-NM-1G | FDO15451F1A
2053 |  |  |  | GLC-T | GLC-T | MTC154700EB
2054 |  |  |  | GLC-T | GLC-T | MTC1547016L
2055 |  |  | GRUPOWANIE | WS-C3560X-24P-S | WS-C3560X-24P-S | FDO1546P0W2
2056 |  |  |  | C3KX-PWR-715WAC | C3KX-PWR-715WAC | LIT15390D6G
2057 |  |  |  | C3KX-NM-1G | C3KX-NM-1G | FDO15451U23
2058 | Belgia---Bruksela---WK: Ambasada Rzeczypospolitej Polskiej w Królestwie Belgii,Belgia,Bruksela,1000,Rue Stevin 139 | Belgia---Bruksela---WK: Ambasada Rzeczypospolitej Polskiej w Królestwie Belgii,Belgia,Bruksela,1000,Rue Stevin 139 | GRUPOWANIE | CISCO2921/K9 | CISCO2921/K9 | FGL155012HM
2059 |  |  |  | VWIC3-1MFT-T1/E1 | VWIC3-1MFT-T1/E1 | FOC15463AZE
2060 |  |  |  | PVDM3-64 | PVDM3-64 | FOC1546738N
2061 |  |  |  | UCS-E160D-M2/K9 | UCS-E160D-M2/K9 | FOC19261441
2062 |  |  |  | PWR-2921-51-AC | PWR-2921-51-AC | DCA1543K1G3
2063 |  |  | GRUPOWANIE | WS-C3560X-48PF-S | WS-C3560X-48PF-S | FDO1547R0Q2
2064 |  |  |  | C3KX-PWR-1100WAC | C3KX-PWR-1100WAC | LIT153802S6
2065 |  |  |  | C3KX-NM-1G | C3KX-NM-1G | FDO15471MAC
2066 |  |  |  | GLC-T | GLC-T | MTC154702GU
2067 | Belgia---Bruksela---BiuroSPUE-SGRUE | Belgia---Bruksela---SPUE---SGRUE: Stałe Przedstawicielstwo Rzeczypospolitej Polskiej przy Unii Europejskiej w Brukseli,Belgia,Bruksela,1000,Rue Stevin, 139 | GRUPOWANIE | CISCO1941/K9 | CISCO1941/K9 | FCZ194660D3
2068 |  |  |  | EHWIC-4ESG-P | EHWIC-4ESG-P | FOC19388Q4S
2069 |  |  |  | EHWIC-4ESG-P | EHWIC-4ESG-P | FOC19388Q1R
2070 |  |  |  | ISM-VPN-19 | ISM-VPN-19 | FOC19200SW6
2071 |  |  |  | PWR-1941-POE | PWR-1941-POE | N/A
2072 | Białoruś---Brześć---KG | Konsulat Generalny Rzeczypospolitej Polskiej w Brześciu, Kujbyszewa 34, 224016 Brześć, Białoruś | GRUPOWANIE | CISCO2921/K9 | CISCO2921/K9 | FCZ173970UW
2073 |  |  |  | VIC3-4FXS/DID | VIC3-4FXS/DID | FOC17366789
2074 |  |  |  | VIC3-4FXS/DID | VIC3-4FXS/DID | FOC173667ES
2075 |  |  |  | PVDM3-128 | PVDM3-128 | FOC17362B5X
2076 |  |  |  | SM-SRE-910-K9 | SM-SRE-910-K9 | FOC17352YY7
2077 |  |  |  | ISM-SRE-300-K9 | ISM-SRE-300-K9 | FOC17334S9N
2078 |  |  |  | PWR-2921-51-AC | PWR-2921-51-AC | DCA1724K0P5
2079 |  |  | GRUPOWANIE | WS-C3560X-48PF-S | WS-C3560X-48PF-S | FDO1729R2E6
2080 |  |  |  | C3KX-PWR-1100WAC | C3KX-PWR-1100WAC | LIT1720117Y
2081 |  |  |  | C3KX-NM-1G | C3KX-NM-1G | FDO173319KW
2082 |  |  | GRUPOWANIE | WS-C3560X-24P-S | WS-C3560X-24P-S | FDO1723Z0TT
2083 |  |  |  | C3KX-PWR-715WAC | C3KX-PWR-715WAC | DCB1716A213
2084 |  |  |  | C3KX-NM-1G | C3KX-NM-1G | FDO17330KNJ
2085 |  |  | GRUPOWANIE | WS-C3560X-24P-S | WS-C3560X-24P-S | FDO1723Z0R8
2086 |  |  |  | C3KX-PWR-715WAC | C3KX-PWR-715WAC | DCB1716A210
2087 |  |  |  | C3KX-NM-1G | C3KX-NM-1G | FDO17330C6Y
2088 | Białoruś---Grodno---KG | Konsulat Generalny Rzeczypospolitej Polskiej w Grodnie, Budionnego 48a, 230023 Grodno, Białoruś | GRUPOWANIE | CISCO2921/K9 | CISCO2921/K9 | FTX1633ALTQ
2089 |  |  |  | VIC3-4FXS/DID | VIC3-4FXS/DID | FOC16270VX6
2090 |  |  |  | VIC3-4FXS/DID | VIC3-4FXS/DID | FOC16304UA9
2091 |  |  |  | VWIC3-1MFT-T1/E1 | VWIC3-1MFT-T1/E1 | FOC16302NBD
2092 |  |  |  | PVDM3-64 | PVDM3-64 | FOC163116TH
2093 |  |  |  | ISM-SRE-300-K9 | ISM-SRE-300-K9 | FOC16297QZK
2094 |  |  |  | PWR-2921-51-AC | PWR-2921-51-AC | QCS1617H19M
2095 |  |  | GRUPOWANIE | WS-C3560X-48PF-S | WS-C3560X-48PF-S | FDO1634P1N0
2096 |  |  |  | C3KX-PWR-1100WAC | C3KX-PWR-1100WAC | LIT162214X4
2097 |  |  |  | C3KX-NM-1G | C3KX-NM-1G | FDO16301JP3
2098 | Bialorus--- Minski---Ambasada | CISCO2951/K9+B543:C548 | GRUPOWANIE | CISCO2921/K9 | CISCO2921/K9 | FTX1551AKJ5
2099 |  |  |  | EHWIC-4ESG | EHWIC-4ESG | FOC174338Z4
2100 |  |  |  | PVDM3-32 | PVDM3-32 | FOC154737SY
2101 |  |  |  | ISM-SRE-300-K9 | ISM-SRE-300-K9 | FOC15463CEJ
2102 |  |  |  | PWR-2921-51-AC | PWR-2921-51-AC | QCS1540H0Z6
2103 |  |  | GRUPOWANIE | WS-C3560X-48PF-S | WS-C3560X-48PF-S | FDO1531R0VE
2104 |  |  |  | C3KX-PWR-1100WAC | C3KX-PWR-1100WAC | LIT15110103
2105 |  |  |  | C3KX-PWR-1100WAC | C3KX-PWR-1100WAC | LIT1622145U
2106 |  |  |  | C3KX-NM-1G | C3KX-NM-1G | FDO16201A57
2107 |  |  |  | 10/100/1000BaseTX SFP | Unspecified | AGS1016LAY7
2108 |  |  |  | 10/100/1000BaseTX SFP | Unspecified | AGM132827VQ
2109 |  |  |  | 10/100/1000BaseTX SFP | Unspecified | AGS1016L1MK
2110 |  |  |  | 10/100/1000BaseTX SFP | Unspecified | MTC1013036Y
2111 |  |  | GRUPOWANIE | VG204 | VG204 | FCH1743R0BS
2112 | Bialorus--- Minski---IP | Bialorus---M+B543:C548insk---Instytut Kultury Polskiej: Wolodarskiego 6, 220050 Minsk, Bialorus | GRUPOWANIE | CISCO2951/K9 | CISCO2951/K9 | FGL151613RK
2113 |  |  |  | VIC2-4FXO | VIC2-4FXO | FOC14184J25
2114 |  |  |  | VIC3-4FXS/DID | VIC3-4FXS/DID | FOC14472J2L
2115 |  |  |  | PVDM3-32 | PVDM3-32 | FOC151443XR
2116 |  |  |  | PWR-2921-51-AC | PWR-2921-51-AC | DCA1513K49J
2117 |  |  | GRUPOWANIE | WS-C3560X-24P-S | WS-C3560X-24P-S | FDO1911H1X1
2118 |  |  |  | C3KX-PWR-715WAC | C3KX-PWR-715WAC | LIT1925045L
2119 |  |  |  | C3KX-NM-1G | C3KX-NM-1G | FDO194105W7
2120 | Bialorus--- Minski---WK | Bialorus--- Minski---Ambasada: Biaduli 11, 220034 Mińsk, Bialoruś | GRUPOWANIE | CISCO2951/K9 | CISCO2951/K9 | FCZ174870HC
2121 |  |  |  | VWIC3-1MFT-T1/E1 | VWIC3-1MFT-T1/E1 | FOC1745405W
2122 |  |  |  | VIC3-4FXS/DID | VIC3-4FXS/DID | FOC17443WX7
2123 |  |  |  | VIC3-4FXS/DID | VIC3-4FXS/DID | FOC17443WR4
2124 |  |  |  | PVDM3-192 | PVDM3-192 | FOC17446VEK
2125 |  |  |  | SM-SRE-910-K9 | SM-SRE-910-K9 | FOC17417M32
2126 |  |  |  | ISM-SRE-300-K9 | ISM-SRE-300-K9 | FOC17428YT1
2127 |  |  |  | PWR-2921-51-AC | PWR-2921-51-AC | QCS1736H0A8
2128 |  |  | GRUPOWANIE | WS-C3560X-48PF-S | WS-C3560X-48PF-S | FDO1547V0N6
2129 |  |  |  | C3KX-PWR-1100WAC | C3KX-PWR-1100WAC | LIT153802Y8
2130 |  |  |  | C3KX-NM-1G | C3KX-NM-1G | FDO15490150
2131 |  |  |  | 10/100/1000BaseTX SFP | Unspecified | AGM154723WN
2132 |  |  |  | 10/100/1000BaseTX SFP | Unspecified | AGM1547225P
2133 |  |  | GRUPOWANIE | WS-C3560X-48PF-S | WS-C3560X-48PF-S | FDO1613P1EH
2134 |  |  |  | C3KX-PWR-1100WAC | C3KX-PWR-1100WAC | LIT162214D4
2135 |  |  |  | C3KX-NM-1G | C3KX-NM-1G | FDO16210QLU
2136 | Bośnia-Hercegowina---Sarajewo---Ambasada | Ambasada Rzeczypospolitej Polskiej w Bośni i Hercegowinie, Visnjik 20, 71 000 Sarajewo, Bośnia i Hercegowina | GRUPOWANIE | CISCO2921/K9 | CISCO2921/K9 | FGL1727119G
2137 |  |  |  | VIC2-2BRI-NT/TE | VIC2-2BRI-NT/TE | FOC172383RN
2138 |  |  |  | VIC3-4FXS/DID | VIC3-4FXS/DID | FOC17256D4P
2139 |  |  |  | PVDM3-32 | PVDM3-32 | FOC172536RT
2140 |  |  |  | ISM-SRE-300-K9 | ISM-SRE-300-K9 | FOC17245FJB
2141 |  |  |  | PWR-2921-51-AC | PWR-2921-51-AC | DCA1720K27P
2142 |  |  | GRUPOWANIE | WS-C3560X-48PF-S | WS-C3560X-48PF-S | FDO1719H2UB
2143 |  |  |  | C3KX-PWR-1100WAC | C3KX-PWR-1100WAC | LIT17090RCU
2144 | Brazylia---Brasilia---Ambasada | Ambasada Rzeczypospolitej Polskiej w Federacyjnej Republice Brazylii, SES, Av. das Naçoes, Qd. 809, Lt. 33, 70423-900 Brasília, Brazylia | GRUPOWANIE | CISCO2921/K9 | CISCO2921/K9 | FGL1645105P
2145 |  |  |  | VWIC3-1MFT-T1/E1 | VWIC3-1MFT-T1/E1 | FOC164264D4
2146 |  |  |  | VIC3-4FXS/DID | VIC3-4FXS/DID | FOC16424Y2B
2147 |  |  |  | PVDM3-64 | PVDM3-64 | FOC16415L2V
2148 |  |  |  | ISM-SRE-300-K9 | ISM-SRE-300-K9 | FOC16383CYY
2149 |  |  |  | PWR-2921-51-AC | PWR-2921-51-AC | DCA1639K09A
2150 |  |  | GRUPOWANIE | WS-C3560X-48PF-S | WS-C3560X-48PF-S | FDO1630Z2FQ
2151 |  |  |  | C3KX-PWR-1100WAC | C3KX-PWR-1100WAC | LIT163817HG
2152 |  |  |  | C3KX-NM-1G | C3KX-NM-1G | FDO16432JAB
2153 |  |  | GRUPOWANIE | ASA5506 | ASA5506 | JMX2346X0SN
2154 | Brazylia---Kurytyba---KG | Konsulat Generalny Rzeczypospolitej Polskiej w Kurytybie, Agostinho Leao Jr. 234, 80030-110 Kurytyba, Brazylia | GRUPOWANIE | CISCO2921/K9 | CISCO2921/K9 | FGL164311D6
2155 |  |  |  | VWIC3-1MFT-T1/E1 | VWIC3-1MFT-T1/E1 | FOC16403EMW
2156 |  |  |  | VIC2-4FXO | VIC2-4FXO | FOC164214JF
2157 |  |  |  | VIC3-4FXS/DID | VIC3-4FXS/DID | FOC16401EAV
2158 |  |  |  | VIC2-4FXO | VIC2-4FXO | FOC164214S7
2159 |  |  |  | PVDM3-32 | PVDM3-32 | FOC16421KN5
2160 |  |  |  | ISM-SRE-300-K9 | ISM-SRE-300-K9 | FOC16400C3J
2161 |  |  |  | PWR-2921-51-AC | PWR-2921-51-AC | QCS1635H1ST
2162 |  |  | GRUPOWANIE | WS-C3560X-24P-S | WS-C3560X-24P-S | FDO1642R16Z
2163 |  |  |  | C3KX-PWR-715WAC | C3KX-PWR-715WAC | LIT16330HTX
2164 |  |  |  | C3KX-NM-1G | C3KX-NM-1G | FDO16420CWU
2165 |  |  | GRUPOWANIE | ASA5506 | ASA5506 | JMX2346X0SF
2166 | Bułgaria---Sofia---Ambasada | Ambasada Rzeczypospolitej Polskiej w Republice Bułgarii, Chan Krum 46, 1000 Sofia, Bułgaria | GRUPOWANIE | CISCO2921/K9 | CISCO2921/K9 | FTX1550AH4N
2167 |  |  |  | VIC2-4FXO | VIC2-4FXO | FOC15444SUK
2168 |  |  |  | VIC3-4FXS/DID | VIC3-4FXS/DID | FOC15452M82
2169 |  |  |  | VIC3-4FXS/DID | VIC3-4FXS/DID | FOC15452MM8
2170 |  |  |  | VWIC3-1MFT-T1/E1 | VWIC3-1MFT-T1/E1 | FOC190916MK
2171 |  |  |  | PVDM3-32 | PVDM3-32 | FOC154672FC
2172 |  |  |  | PVDM3-64 | PVDM3-64 | FOC19091F7D
2173 |  |  |  | ISM-SRE-300-K9 | ISM-SRE-300-K9 | FOC15463CCQ
2174 |  |  |  | PWR-2921-51-AC | PWR-2921-51-AC | QCS1545H1KF
2175 |  |  | GRUPOWANIE | WS-C3560X-48PF-S | WS-C3560X-48PF-S | FDO1547W0B6
2176 |  |  |  | C3KX-PWR-1100WAC | C3KX-PWR-1100WAC | LIT153802LB
2177 |  |  |  | C3KX-NM-1G | C3KX-NM-1G | FDO15471M3J
2178 |  |  |  | GLC-T | GLC-T | MTC154703ZB
2179 |  |  |  | GLC-T | GLC-T | MTC154702Y1
2180 |  |  | GRUPOWANIE | WS-C3560X-48PF-S | WS-C3560X-48PF-S | FDO1547W0BZ
2181 |  |  |  | C3KX-PWR-1100WAC | C3KX-PWR-1100WAC | LIT153802KX
2182 |  |  |  | C3KX-NM-1G | C3KX-NM-1G | FDO15471M42
2183 |  |  |  | GLC-T | GLC-T | MTC154705GP
2184 | Bułgaria---Sofia---Instytut Polski | Instytut Polski w Sofii, WESLEC 12, 1000 Sofia, Bułgaria | GRUPOWANIE | CISCO2911/K9 | CISCO2911/K9 | FCZ174460CH
2185 |  |  |  | VIC3-2FXS/DID | VIC3-2FXS/DID | FOC17384D89
2186 |  |  |  | VIC2-2FXO | VIC2-2FXO | FOC17315KSG
2187 |  |  |  | PVDM3-32 | PVDM3-32 | FOC173921NS
2188 |  |  |  | ISM-SRE-300-K9 | ISM-SRE-300-K9 | FOC17384C52
2189 |  |  |  | PWR-2911-AC | PWR-2911-AC | AZS172803FL
2190 |  |  | GRUPOWANIE | WS-C3560X-24P-S | WS-C3560X-24P-S | FDO1736R27T
2191 |  |  |  | C3KX-PWR-715WAC | C3KX-PWR-715WAC | LIT17231GLR
2192 |  |  |  | C3KX-NM-1G | C3KX-NM-1G | FDO17400MN6
2193 | Santiago-de-chile---Chile---Ambasada | Ambasada Rzeczypospolitej Polskiej w Republice Chile, Mar del Plata 2055, Providencia Santiago, Chile | GRUPOWANIE | CISCO2921/K9 | CISCO2921/K9 | FGL155012EQ
2194 |  |  |  | VIC2-4FXO | VIC2-4FXO | FOC15461XKM
2195 |  |  |  | VIC3-4FXS/DID | VIC3-4FXS/DID | FOC15457M88
2196 |  |  |  | VWIC3-1MFT-T1/E1 | VWIC3-1MFT-T1/E1 | FOC20375FL3
2197 |  |  |  | PVDM3-32 | PVDM3-32 | FOC154736H6
2198 |  |  |  | PVDM3-32 | PVDM3-32 | FOC20369BSB
2199 |  |  |  | ISM-SRE-300-K9 | ISM-SRE-300-K9 | FOC15454E36
2200 |  |  |  | PWR-2921-51-AC | PWR-2921-51-AC | DCA1543K189
2201 |  |  | GRUPOWANIE | WS-C3560X-24P-S | WS-C3560X-24P-S | FDO1546P0WW
2202 |  |  |  | C3KX-PWR-715WAC | C3KX-PWR-715WAC | LIT144111HG
2203 |  |  |  | C3KX-NM-1G | C3KX-NM-1G | FDO154706E7
2204 |  |  |  | GLC-T | GLC-T | 00000MTC154704QA
2205 | Chiny---Chengdu---KG | Konsulat Generalny Rzeczypospolitej Polskiej w Chengdu, 26/F, Square One, 18 Dongyu St. Jinjiang District | GRUPOWANIE | CISCO2921/K9 | CISCO2921/K9 | FGL203110L0
2206 |  |  |  | VIC2-4FXO | VIC2-4FXO | FOC20262HWF
2207 |  |  |  | VIC3-4FXS/DID | VIC3-4FXS/DID | FOC202624PS
2208 |  |  |  | EHWIC-4ESG-P | EHWIC-4ESG-P | FOC2025A5MA
2209 |  |  |  | EHWIC-1GE-SFP-C | EHWIC-1GE-SFP-C | FOC20291GVP
2210 |  |  |  | GLC-LH-SMD | GLC-LH-SMD | AVJ201332NJ
2211 |  |  |  | PVDM3-64 | PVDM3-64 | FOC20300BWS
2212 |  |  |  | UCS-E160D-M2/K9 | UCS-E160D-M2/K9 | FOC20165P01
2213 |  |  |  | ISM-SRE-300-K9 | ISM-SRE-300-K9 | FOC202218PG
2214 |  |  |  | PWR-2921-51-AC | PWR-2921-51-AC | DCA2027K1WP
2215 |  |  | GRUPOWANIE | WS-C3650-24PS-S | WS-C3650-24PS-S | FDO2142Q206
2216 |  |  |  | WS-C3650-24PS-S | WS-C3650-24PS-S | FDO2142Q206
2217 |  |  |  | PWR-C2-640WAC | PWR-C2-640WAC | DCB2134B6CA
2218 |  |  |  | PWR-C2-640WAC | PWR-C2-640WAC | DCB2134B6NF
2219 |  |  | GRUPOWANIE | WS-C3560X-24P-S | WS-C3560X-24P-S | FDO2019F0PK
2220 |  |  |  | C3KX-PWR-715WAC | C3KX-PWR-715WAC | DCB200910QW
2221 | Chiny---Hongkong---KG | Konsulat Generalny Rzeczypospolitej Polskiej w Hongkongu, 183 Queen`s Road East, Hongkong, Chiny | GRUPOWANIE | CISCO2921/K9 | CISCO2921/K9 | FGL194810R6
2222 |  |  |  | EHWIC-4ESG-P | EHWIC-4ESG-P | FOC19388Q2U
2223 |  |  |  | VIC2-4FXO | VIC2-4FXO | FOC2229790H
2224 |  |  |  | PVDM3-64 | PVDM3-64 | FOC19452WAY
2225 |  |  |  | UCS-E160D-M2/K9 | UCS-E160D-M2/K9 | FOC19242YLC
2226 |  |  |  | ISM-SRE-300-K9 | ISM-SRE-300-K9 | FOC19431Y0J
2227 |  |  |  | PWR-2921-51-AC | PWR-2921-51-AC | DCA1942K08S
2228 |  |  | GRUPOWANIE | WS-C3560X-24P-S | WS-C3560X-24P-S | FDO1913P02G
2229 |  |  |  | C3KX-PWR-715WAC | C3KX-PWR-715WAC | DCB1923A0G4
2230 |  |  |  | C3KX-NM-1G | C3KX-NM-1G | FDO19450E8Z
2231 | Chiny---Kanton---KG | Konsulat Generalny Rzeczypospolitej Polskiej w Kantonie, 63 Shamian Dajie, 510130 Kanton, Chiny | GRUPOWANIE | CISCO2921/K9 | CISCO2921/K9 | FCZ173870H5
2232 |  |  |  | VWIC3-1MFT-T1/E1 | VWIC3-1MFT-T1/E1 | FOC17352YMY
2233 |  |  |  | VIC3-4FXS/DID | VIC3-4FXS/DID | FOC17324G8J
2234 |  |  |  | VIC3-4FXS/DID | VIC3-4FXS/DID | FOC17323Q7G
2235 |  |  |  | VIC2-4FXO | VIC2-4FXO | FOC170472FN
2236 |  |  |  | PVDM3-64 | PVDM3-64 | FOC17323M6J
2237 |  |  |  | SM-SRE-910-K9 | SM-SRE-910-K9 | FOC17346DYD
2238 |  |  |  | ISM-SRE-300-K9 | ISM-SRE-300-K9 | FOC17183P29
2239 |  |  |  | PWR-2921-51-AC | PWR-2921-51-AC | DCA1723K1QY
2240 |  |  | GRUPOWANIE | WS-C3560X-48PF-S | WS-C3560X-48PF-S | FDO1728H0WJ
2241 |  |  |  | C3KX-PWR-1100WAC | C3KX-PWR-1100WAC | LIT17180ZLM
2242 |  |  |  | C3KX-NM-1G | C3KX-NM-1G | FDO17321NST
2243 | Chiny---Pekin---Ambasada | Chiny---Pekin---Ambasada: 1 Ritan Lu Jianguomenwai, 100600 Pekin, Chiny | GRUPOWANIE | CISCO3945-CHASSIS | CISCO3945-CHASSIS | FGL154911ED
2244 |  |  |  | C3900-SPE150/K9 | C3900-SPE150/K9 | FOC15450R97
2245 |  |  |  | WIC3-1MFT-T1/E1 | WIC3-1MFT-T1/E1 | FOC15455AF6
2246 |  |  |  | VIC3-4FXS/DID | VIC3-4FXS/DID | FOC15452MC7
2247 |  |  |  | EHWIC-1GE-SFP-CU | EHWIC-1GE-SFP-CU | FOC21238CFA
2248 |  |  |  | EHWIC-1GE-SFP-CU | EHWIC-1GE-SFP-CU | FOC21234J3Z
2249 |  |  |  | PVDM3-256 | PVDM3-256 | FOC15442QZ1
2250 |  |  |  | SM-NM-ADPTR | SM-NM-ADPTR | FOC154525P5
2251 |  |  |  | EVM-HD-8FXS/DID | EVM-HD-8FXS/DID | FOC15432Z1U
2252 |  |  |  | EM-4BRI-NT/TE | EM-4BRI-NT/TE | FOC15442RXD
2253 |  |  |  | EM-4BRI-NT/TE | EM-4BRI-NT/TE | FOC15442RXC
2254 |  |  |  | SM-SRE-710-K9 | SM-SRE-710-K9 | FOC19092TQX
2255 |  |  |  | SM-SRE-710-K9 | SM-SRE-710-K9 | FOC162437P9
2256 |  |  |  | PWR-3900-AC | PWR-3900-AC | SNI1542C994
2257 |  |  |  | PWR-3900-AC | PWR-3900-AC | SNI1542C8YC
2258 |  |  | GRUPOWANIE | WS-C4507R+E | WS-C4507R+E | FOX1541G6D5
2259 |  |  |  | WS-X4K-CLOCK-E | WS-X4K-CLOCK-E | NWG153904Q4
2260 |  |  |  | WS-X4590-EX= | WS-X4590-EX= | NWG15380A2G
2261 |  |  |  | WS-X4590-EX= | WS-X4590-EX= | NWG15380AAN
2262 |  |  |  | WS-X4590-EX= | WS-X4590-EX= | NWG15380A10
2263 |  |  |  | WS-X4590-EX= | WS-X4590-EX= | NWG153809CM
2264 |  |  |  | WS-X4590-EX= | WS-X4590-EX= | NWG15380A32
2265 |  |  |  | WS-X4624-SFP-E | WS-X4624-SFP-E | JAE154800AC
2266 |  |  |  | GLC-SX-MMD | GLC-SX-MMD | FNS19040751
2267 |  |  |  | GLC-SX-MMD | GLC-SX-MMD | FNS1903079G
2268 |  |  |  | GLC-SX-MMD | GLC-SX-MMD | FNS19030J3T
2269 |  |  |  | GLC-SX-MMD | GLC-SX-MMD | FNS1904077U
2270 |  |  |  | GLC-SX-MMD | GLC-SX-MMD | FNS1904085W
2271 |  |  |  | GLC-SX-MMD | GLC-SX-MMD | FNS1904076Z
2272 |  |  |  | GLC-SX-MMD | GLC-SX-MMD | FNS1904086L
2273 |  |  |  | GLC-SX-MMD | GLC-SX-MMD | FNS19040772
2274 |  |  |  | GLC-SX-MMD | GLC-SX-MMD | FNS19040861
2275 |  |  |  | GLC-SX-MMD | GLC-SX-MMD | FNS19040988
2276 |  |  |  | GLC-SX-MMD | GLC-SX-MMD | FNS1904027H
2277 |  |  |  | GLC-LH-SMD | GLC-LH-SMD | FNS1914034W
2278 |  |  |  | WS-X4624-SFP-E | WS-X4624-SFP-E | JAE154800AB
2279 |  |  |  | GLC-SX-MMD | GLC-SX-MMD | FNS19040764
2280 |  |  |  | GLC-SX-MMD | GLC-SX-MMD | FNS1904067G
2281 |  |  |  | GLC-SX-MMD | GLC-SX-MMD | FNS19030J40
2282 |  |  |  | GLC-SX-MMD | GLC-SX-MMD | FNS19030J3Y
2283 |  |  |  | GLC-SX-MMD | GLC-SX-MMD | FNS19040J1K
2284 |  |  |  | GLC-SX-MMD | GLC-SX-MMD | FNS1904094B
2285 |  |  |  | GLC-SX-MMD | GLC-SX-MMD | FNS19030J43
2286 |  |  |  | GLC-SX-MMD | GLC-SX-MMD | FNS19040434
2287 |  |  |  | GLC-SX-MMD | GLC-SX-MMD | FNS19040J1B
2288 |  |  |  | GLC-SX-MMD | GLC-SX-MMD | FNS18021YGM
2289 |  |  |  | GLC-SX-MMD | GLC-SX-MMD | FNS19040951
2290 |  |  |  | WS-X45-SUP7-E | WS-X45-SUP7-E | CAT1547L112
2291 |  |  |  | GLC-T | GLC-T | 00000MTC154700N4
2292 |  |  |  | GLC-T | GLC-T | 00000MTC154700KL
2293 |  |  |  | WS-X45-SUP7-E | WS-X45-SUP7-E | CAT1547L14G
2294 |  |  |  | GLC-T | GLC-T | 00000MTC154700TY
2295 |  |  |  | GLC-T | GLC-T | 00000MTC154700H3
2296 |  |  |  | WS-X4748-UPOE+E | WS-X4748-UPOE+E | CAT1545L22P
2297 |  |  |  | WS-X4748-UPOE+E | WS-X4748-UPOE+E | CAT1545L21N
2298 |  |  |  | WS-X4597+E | WS-X4597+E | FOX1541G6VD
2299 |  |  |  | PWR-C45-4200ACV | PWR-C45-4200ACV | SNI1516C40K
2300 |  |  |  | PWR-C45-4200ACV | PWR-C45-4200ACV | SNI1516C40H
2301 |  |  | GRUPOWANIE | WS-C3560X-48PF-S | WS-C3560X-48PF-S | FDO1547W0BB
2302 |  |  |  | C3KX-PWR-1100WAC | C3KX-PWR-1100WAC | LIT153802M7
2303 |  |  |  | C3KX-NM-1G | C3KX-NM-1G | FDO15471M1A
2304 |  |  |  | GLC-SX-MMD | GLC-SX-MMD | FNS1903083S
2305 |  |  |  | GLC-SX-MMD | GLC-SX-MMD | FNS1904094H
2306 |  |  | GRUPOWANIE | WS-C3560X-24P-S | WS-C3560X-24P-S | FDO1547K076
2307 |  |  |  | C3KX-PWR-715WAC | C3KX-PWR-715WAC | LIT15390AU9
2308 |  |  |  | C3KX-NM-1G | C3KX-NM-1G | FDO15471LUN
2309 |  |  |  | GLC-SX-MMD | GLC-SX-MMD | FNS19040841
2310 |  |  |  | GLC-SX-MMD | GLC-SX-MMD | FNS19040954
2311 |  |  | GRUPOWANIE | WS-C3560X-48PF-S | WS-C3560X-48PF-S | FDO1547W0BA
2312 |  |  |  | C3KX-PWR-1100WAC | C3KX-PWR-1100WAC | LIT153802LD
2313 |  |  |  | C3KX-NM-1G | C3KX-NM-1G | FDO15471M43
2314 |  |  |  | GLC-SX-MMD | GLC-SX-MMD | FNS19040442
2315 |  |  |  | GLC-SX-MMD | GLC-SX-MMD | FNS190401FQ
2316 |  |  | GRUPOWANIE | WS-C3560X-24P-S | WS-C3560X-24P-S | FDO1547V076
2317 |  |  |  | C3KX-PWR-715WAC | C3KX-PWR-715WAC | LIT15390AZ1
2318 |  |  |  | C3KX-NM-1G | C3KX-NM-1G | FDO15471LUY
2319 |  |  |  | GLC-SX-MMD | GLC-SX-MMD | FNS190401HH
2320 |  |  |  | GLC-SX-MMD | GLC-SX-MMD | FNS1904095W
2321 |  |  | GRUPOWANIE | WS-C3560X-24P-S | WS-C3560X-24P-S | FDO2040F0JF
2322 |  |  |  | C3KX-PWR-715WAC | C3KX-PWR-715WAC | DCB201710LN
2323 |  |  |  | C3KX-NM-1G | C3KX-NM-1G | FDO15471M1B
2324 |  |  |  | GLC-SX-MMD | GLC-SX-MMD | FNS190401GY
2325 |  |  |  | GLC-SX-MMD | GLC-SX-MMD | FNS19040J4Q
2326 |  |  | GRUPOWANIE | WS-C3560X-24P-S | WS-C3560X-24P-S | FDO1547P07G
2327 |  |  |  | C3KX-PWR-715WAC | C3KX-PWR-715WAC | LIT15390ATY
2328 |  |  |  | C3KX-NM-1G | C3KX-NM-1G | FDO15471LNA
2329 |  |  |  | GLC-SX-MMD | GLC-SX-MMD | FNS190401J9
2330 |  |  |  | GLC-SX-MMD | GLC-SX-MMD | FNS19040J3E
2331 |  |  | GRUPOWANIE | WS-C3560X-24P-S | WS-C3560X-24P-S | FDO1547P076
2332 |  |  |  | C3KX-PWR-715WAC | C3KX-PWR-715WAC | DCB2013112P
2333 |  |  |  | C3KX-NM-1G | C3KX-NM-1G | FDO15471M17
2334 |  |  |  | GLC-SX-MMD | GLC-SX-MMD | FNS1904097P
2335 |  |  |  | GLC-SX-MMD | GLC-SX-MMD | FNS1904097N
2336 |  |  | GRUPOWANIE | WS-C3560X-24P-S | WS-C3560X-24P-S | FDO1547W053
2337 |  |  |  | C3KX-PWR-715WAC | C3KX-PWR-715WAC | LIT15390AVP
2338 |  |  |  | C3KX-NM-1G | C3KX-NM-1G | FDO15471LNG
2339 |  |  |  | GLC-SX-MMD | GLC-SX-MMD | FNS1904045Y
2340 |  |  |  | GLC-SX-MMD | GLC-SX-MMD | FNS190401F7
2341 |  |  | GRUPOWANIE | WS-C3560X-24P-S | WS-C3560X-24P-S | FDO1547K03E
2342 |  |  |  | C3KX-PWR-715WAC | C3KX-PWR-715WAC | LIT15390AWQ
2343 |  |  |  | C3KX-NM-1G | C3KX-NM-1G | FDO15471M3P
2344 | Chiny---Szanghaj---KG | Konsulat Generalny Rzeczypospolitej Polskiej w Szanghaju, No. 618 Jianguo Xi Road, 200031 Szanghaj, Chiny | GRUPOWANIE | CISCO2921/K9 | CISCO2921/K9 | FGL192311FP
2345 |  |  |  | EHWIC-4ESG-P | EHWIC-4ESG-P | FOC191900ZX
2346 |  |  |  | VWIC3-1MFT-T1/E1 | VWIC3-1MFT-T1/E1 | FOC19073JQD
2347 |  |  |  | VIC2-4FXO | VIC2-4FXO | FOC19213F4K
2348 |  |  |  | VIC3-4FXS/DID | VIC3-4FXS/DID | FOC19220932
2349 |  |  |  | PVDM3-64 | PVDM3-64 | FOC19210CRD
2350 |  |  |  | UCS-E160D-M2/K9 | UCS-E160D-M2/K9 | FOC191271W8
2351 |  |  |  | ISM-SRE-300-K9 | ISM-SRE-300-K9 | FOC1917395C
2352 |  |  |  | PWR-2921-51-AC | PWR-2921-51-AC | QCS19150P37
2353 |  |  | GRUPOWANIE | WS-C3560X-24P-S | WS-C3560X-24P-S | FDO1919F3K1
2354 |  |  |  | C3KX-PWR-715WAC | C3KX-PWR-715WAC | DCB1910A0TR
2355 |  |  |  | C3KX-NM-1G | C3KX-NM-1G | FDO19210PZJ
2356 | Chorwacja---Zagrzeb---Ambasada | Ambasada Rzeczypospolitej Polskiej w Republice Chorwacji, Krležin Gvozd 3, 10000 Zagrzeb, Chorwacja | GRUPOWANIE | CISCO2921/K9 | CISCO2921/K9 | FGL154814KC
2357 |  |  |  | VWIC3-1MFT-T1/E1 | VWIC3-1MFT-T1/E1 | FOC15457LJN
2358 |  |  |  | VIC3-4FXS/DID | VIC3-4FXS/DID | FOC15452MRC
2359 |  |  |  | PVDM3-64 | PVDM3-64 | FOC15412LMH
2360 |  |  |  | ISM-SRE-300-K9 | ISM-SRE-300-K9 | FOC15454E91
2361 |  |  |  | PWR-2921-51-AC | PWR-2921-51-AC | DCA1529K3S4
2362 |  |  | GRUPOWANIE | WS-C3560X-24P-S | WS-C3560X-24P-S | FDO1546V0ZD
2363 |  |  |  | C3KX-PWR-715WAC | C3KX-PWR-715WAC | LIT15390CAJ
2364 |  |  |  | C3KX-NM-1G | C3KX-NM-1G | FDO15451F8U
2365 |  |  | GRUPOWANIE | WS-C3560X-48PF-S | WS-C3560X-48PF-S | FDO1547V0Q6
2366 |  |  |  | C3KX-PWR-1100WAC | C3KX-PWR-1100WAC | LIT153802M2
2367 |  |  |  | C3KX-NM-1G | C3KX-NM-1G | FDO15471M19
2368 | Cypr---Nikozja---Ambasada | Ambasada Rzeczypospolitej Polskiej w Republice Cypryjskiej, Kennedy Avenue 12/14, Office 601, 1087 Nikozja, Cypr | GRUPOWANIE | CISCO2921/K9 | CISCO2921/K9 | FGL173210C7
2369 |  |  |  | VWIC3-1MFT-T1/E1 | VWIC3-1MFT-T1/E1 | FOC17287464
2370 |  |  |  | VIC2-2BRI-NT/TE | VIC2-2BRI-NT/TE | FOC17304KZ6
2371 |  |  |  | VIC3-4FXS/DID | VIC3-4FXS/DID | FOC17313CWD
2372 |  |  |  | PVDM3-64 | PVDM3-64 | FOC17300YY9
2373 |  |  |  | ISM-SRE-300-K9 | ISM-SRE-300-K9 | FOC163324Z6
2374 |  |  |  | PWR-2921-51-AC | PWR-2921-51-AC | DCA1726K0DL
2375 |  |  | GRUPOWANIE | WS-C3560X-24P-S | WS-C3560X-24P-S | FDO1721R0YC
2376 |  |  |  | C3KX-PWR-715WAC | C3KX-PWR-715WAC | LIT171409LL
2377 |  |  |  | C3KX-NM-1G | C3KX-NM-1G | FDO172728J6
2378 |  |  | GRUPOWANIE | WS-C3560X-24P-S | WS-C3560X-24P-S | FDO1635R1G6
2379 |  |  |  | C3KX-PWR-715WAC | C3KX-PWR-715WAC | DTN1637K2W3
2380 | Czarnogóra---Podgorica---Ambasada | Ambasada Rzeczypospolitej Polskiej w Czarnogórze, Kozaračka 79, 81000 Podgorica, Czarnogóra | GRUPOWANIE | CISCO2921/K9 | CISCO2921/K9 | FGL1643121W
2381 |  |  |  | VIC2-4FXO | VIC2-4FXO | FOC17382H2D
2382 |  |  |  | VIC3-4FXS/DID | VIC3-4FXS/DID | FOC16401E93
2383 |  |  |  | VIC2-2BRI-NT/TE | VIC2-2BRI-NT/TE | FOC15450LWR
2384 |  |  |  | PVDM3-32 | PVDM3-32 | FOC16421LFP
2385 |  |  |  | PVDM3-64 | PVDM3-64 | FOC16392DZB
2386 |  |  |  | ISM-SRE-300-K9 | ISM-SRE-300-K9 | FOC16400BWZ
2387 |  |  |  | PWR-2921-51-AC | PWR-2921-51-AC | QCS1634H1BM
2388 |  |  | GRUPOWANIE | WS-C3560X-24P-S | WS-C3560X-24P-S | FDO1637V00T
2389 |  |  |  | C3KX-PWR-715WAC | C3KX-PWR-715WAC | LIT16370ASK
2390 |  |  |  | C3KX-NM-1G | C3KX-NM-1G | FDO16412P1D
2391 | Czechy---Ostrawa---KG | Konsulat Generalny Rzeczypospolitej Polskiej w Ostrawie, Blahoslavova 4, 702 00 Ostrawa, Czechy | GRUPOWANIE | CISCO2921/K9 | CISCO2921/K9 | FCZ173970UT
2392 |  |  |  | VIC3-4FXS/DID | VIC3-4FXS/DID | FOC1736676W
2393 |  |  |  | VIC3-4FXS/DID | VIC3-4FXS/DID | FOC173667AU
2394 |  |  |  | VIC2-2BRI-NT/TE | VIC2-2BRI-NT/TE | FOC17315LRY
2395 |  |  |  | PVDM3-64 | PVDM3-64 | FOC17341NWP
2396 |  |  |  | SM-SRE-910-K9 | SM-SRE-910-K9 | FOC17366LS2
2397 |  |  |  | ISM-SRE-300-K9 | ISM-SRE-300-K9 | FOC17363L70
2398 |  |  |  | PWR-2921-51-AC | PWR-2921-51-AC | DCA1726K17E
2399 |  |  | GRUPOWANIE | WS-C3560X-24P-S | WS-C3560X-24P-S | FDO1723Z0QG
2400 |  |  |  | C3KX-PWR-715WAC | C3KX-PWR-715WAC | DCB1716A215
2401 |  |  |  | C3KX-NM-1G | C3KX-NM-1G | FDO17330K9W
2402 |  |  | GRUPOWANIE | WS-C3560X-24P-S | WS-C3560X-24P-S | FDO1723Z0U6
2403 |  |  |  | C3KX-PWR-715WAC | C3KX-PWR-715WAC | DCB1716A216
2404 |  |  |  | C3KX-NM-1G | C3KX-NM-1G | FDO17330L74
2405 | Czechy---Praga---Ambasada | Ambasada Rzeczypospolitej Polskiej w Republice Czeskiej, Valdštejnska 8, 118 00 Praga, Czechy | GRUPOWANIE | CISCO2921/K9 | CISCO2921/K9 | FGL154814KK
2406 |  |  |  | VWIC3-1MFT-T1/E1 | VWIC3-1MFT-T1/E1 | FOC15455ALP
2407 |  |  |  | PVDM3-32 | PVDM3-32 | FOC154737MK
2408 |  |  |  | ISM-SRE-300-K9 | ISM-SRE-300-K9 | FOC15454DZN
2409 |  |  |  | PWR-2921-51-AC | PWR-2921-51-AC | QCS1528H3E0
2410 |  |  | GRUPOWANIE | WS-C3560X-48PF-S | WS-C3560X-48PF-S | FDO1546Z0A5
2411 |  |  |  | C3KX-PWR-1100WAC | C3KX-PWR-1100WAC | LIT15440A17
2412 |  |  |  | C3KX-NM-1G | C3KX-NM-1G | FDO154620Z1
2413 | Czechy---Praga---IP | Czechy---Praga---Instytut Polski w Pradze Malé náměstí 1 110 00 Praga, Czechy | GRUPOWANIE | CISCO2921/K9 | CISCO2921/K9 | FCZ192161S9
2414 |  |  |  | EHWIC-4ESG-P | EHWIC-4ESG-P | FOC191040P6
2415 |  |  |  | VWIC3-1MFT-T1/E1 | VWIC3-1MFT-T1/E1 | FOC20357ECH
2416 |  |  |  | VIC3-4FXS/DID | VIC3-4FXS/DID | FOC2035114L
2417 |  |  |  | PVDM3-64 | PVDM3-64 | FOC2036A6UM
2418 |  |  |  | ISM-SRE-300-K9 | ISM-SRE-300-K9 | FOC20291212
2419 |  |  |  | PWR-2921-51-AC | PWR-2921-51-AC | QCS19040R3W
2420 |  |  | GRUPOWANIE | WS-C3560X-24P-S | WS-C3560X-24P-S | FDO1902F1AB
2421 |  |  |  | C3KX-PWR-715WAC | C3KX-PWR-715WAC | LIT19070KWH
2422 |  |  |  | C3KX-NM-1G | C3KX-NM-1G | FDO19190186
2423 | Czechy---Praga---WK | Czechy---Praga---WK: Ambasada Rzeczypospolitej Polskiej w Republice Czeskiej,Czechy,Praga,118 00,Valdštejnska 8 | GRUPOWANIE | CISCO2921/K9 | CISCO2921/K9 | FGL154814KH
2424 |  |  |  | VIC2-4FXO | VIC2-4FXO | FOC15444TFE
2425 |  |  |  | VIC2-4FXO | VIC2-4FXO | FOC15444TFQ
2426 |  |  |  | VIC3-4FXS/DID | VIC3-4FXS/DID | FOC15452MCW
2427 |  |  |  | VWIC3-1MFT-T1/E1 | VWIC3-1MFT-T1/E1 | FOC18368DN3
2428 |  |  |  | PVDM3-32 | PVDM3-32 | FOC154737H6
2429 |  |  |  | ISM-SRE-300-K9 | ISM-SRE-300-K9 | FOC15454DXQ
2430 |  |  |  | PWR-2921-51-AC | PWR-2921-51-AC | QCS1536H095
2431 |  |  | GRUPOWANIE | WS-C3560X-48PF-S | WS-C3560X-48PF-S | FDO1546K0AQ
2432 |  |  |  | C3KX-PWR-1100WAC | C3KX-PWR-1100WAC | LIT15440A4L
2433 |  |  |  | C3KX-NM-1G | C3KX-NM-1G | FDO154620S1
2434 |  |  | GRUPOWANIE | WS-C3560X-48PF-S | WS-C3560X-48PF-S | FDO1546R0C3
2435 |  |  |  | C3KX-PWR-1100WAC | C3KX-PWR-1100WAC | LIT15440A0Z
2436 |  |  |  | C3KX-NM-1G | C3KX-NM-1G | FDO15451VMS
2437 |  |  | GRUPOWANIE | ASA5506-K9 | ASA5506-K9 | JMX2325G1C7
2438 |  |  |  | ASA5506-PWR-AC | ASA5506-PWR-AC | LIT231252CQ
2439 |  |  |  | ASA5506-SSD | ASA5506-SSD | STP23190EKB
2440 | Dania---Kopenhaga---AMB-WK | Dania---Kopenhaga---AMB-WK-WK: Ambasada Rzeczypospolitej Polskiej w Królestwie Danii,Dania,Kopenhaga,2900 Hellerup,Richelieus Alle 12 | GRUPOWANIE | CISCO2921/K9 | CISCO2921/K9 | FGL154812H7
2441 |  |  |  | VWIC3-1MFT-T1/E1 | VWIC3-1MFT-T1/E1 | FOC22441SW6
2442 |  |  |  | PVDM3-64 | PVDM3-64 | FOC15423MSS
2443 |  |  |  | ISM-SRE-300-K9 | ISM-SRE-300-K9 | FOC15410B95
2444 |  |  |  | PWR-2921-51-AC | PWR-2921-51-AC | QCS1540H0KT
2445 |  |  | GRUPOWANIE | WS-C3560X-48PF-S | WS-C3560X-48PF-S | FDO1716R0R6
2446 |  |  |  | C3KX-PWR-1100WAC | C3KX-PWR-1100WAC | LIT154316ZK
2447 |  |  | GRUPOWANIE | WS-C3560X-48PF-S | WS-C3560X-48PF-S | FDO1546R1NG
2448 |  |  |  | C3KX-PWR-1100WAC | C3KX-PWR-1100WAC | LIT153801B2
2449 |  |  |  | C3KX-NM-1G | C3KX-NM-1G | FDO154610D7
2450 |  |  | GRUPOWANIE | Cisco TelePresence MX300 G2 | CTS-MX300-UNIT= | FTT18500278
2451 |  |  | GRUPOWANIE | ASA5506 | ASA5506 | JMX2328X079
2452 |  |  | GRUPOWANIE | AIR-SAP1602I-E-K9 | AIR-SAP1602I-E-K9 | FGL1738S08D
2453 | Egipt---Kair---AMB-WK | Egipt---Kair---AMB-WK: Ambasada Rzeczypospolitej Polskiej w Arabskiej Republice Egiptu,Egipt,Kair,nie posiada,5, Aziz Osman Str., Zamalek | GRUPOWANIE | CISCO2921/K9 | CISCO2921/K9 | FTX1550AHME
2454 |  |  |  | VIC2-4FXO | VIC2-4FXO | FOC15444SKM
2455 |  |  |  | VIC3-4FXS/DID | VIC3-4FXS/DID | FOC15452MCH
2456 |  |  |  | VIC2-4FXO | VIC2-4FXO | FOC18356L8B
2457 |  |  |  | PVDM3-32 | PVDM3-32 | FOC15441G5N
2458 |  |  |  | ISM-SRE-300-K9 | ISM-SRE-300-K9 | FOC16014FT5
2459 |  |  |  | PWR-2921-51-AC | PWR-2921-51-AC | QCS1546H08H
2460 |  |  | GRUPOWANIE | WS-C3560X-48PF-S | WS-C3560X-48PF-S | FDO1546Z0ZY
2461 |  |  |  | C3KX-PWR-1100WAC | C3KX-PWR-1100WAC | LIT153801F2
2462 |  |  |  | C3KX-NM-1G | C3KX-NM-1G | FDO154610SN
2463 |  |  | GRUPOWANIE | WS-C3560X-48PF-S | WS-C3560X-48PF-S | FDO1733R1QG
2464 |  |  |  | C3KX-PWR-1100WAC | C3KX-PWR-1100WAC | LIT1720148Z
2465 |  |  |  | C3KX-NM-1G | C3KX-NM-1G | FDO17370LY4
2466 |  |  |  | GLC-SX-MMD | GLC-SX-MMD | FNS17390G51
2467 |  |  |  | GLC-SX-MMD | GLC-SX-MMD | FNS17390GHN
2468 |  |  | GRUPOWANIE | WS-C3560X-48PF-S | WS-C3560X-48PF-S | FDO1513P05M
2469 |  |  |  | C3KX-PWR-1100WAC | C3KX-PWR-1100WAC | LIT153801DQ
2470 |  |  |  | C3KX-NM-1G | C3KX-NM-1G | FDO154610EH
2471 |  |  | GRUPOWANIE | ASA5506 | ASA5506 | JMX2347X1BS
2472 |  |  |  | PA-1660-2S2A | PA-1660-2S2A | LIT23322RN7
2473 | Estonia---Tallin---AMB-WK | Estonia---Tallin---AMB: Ambasada Rzeczypospolitej Polskiej w Republice Estońskiej Suur-Karja 1 / Vana-Turg 2/4 10140 Tallinn, Estonia | GRUPOWANIE | CISCO2921/K9 | CISCO2921/K9 | FGL185211MK
2474 |  |  |  | VIC2-4FXO | VIC2-4FXO | FOC18482GFY
2475 |  |  |  | VIC3-4FXS/DID | VIC3-4FXS/DID | FOC18465F5M
2476 |  |  |  | PVDM3-64 | PVDM3-64 | FOC18522NU8
2477 |  |  |  | SM-SRE-300-K9 | SM-SRE-300-K9 | FOC18477W7V
2478 |  |  |  | PWR-2921-51-AC | PWR-2921-51-AC | DCA1850K2SC
2479 |  |  | GRUPOWANIE | WS-C3560X-48PF-S | WS-C3560X-48PF-S | FDO1729Z2B7
2480 |  |  |  | C3KX-PWR-1100WAC | C3KX-PWR-1100WAC | LIT1720113R
2481 |  |  |  | C3KX-NM-1G | C3KX-NM-1G | FDO17340W5N
2482 |  |  | GRUPOWANIE | AIR-SAP1602I-E-K9 | AIR-SAP1602I-E-K9 | FGL1739S1J1
2483 |  |  | GRUPOWANIE | Cisco TelePresence MX300 G2 | CTS-MX300-UNIT | FTT184802FV
2484 | Etiopia---Addis Abeba AMB-WK | Etiopia---Addis Abeba AMB-WK: Ambasada Rzeczypospolitej Polskiej w Federalnej Demokratycznej Republice Etiopii Dej. Belay Zeleke Road, Gulele Sub-City, Kebele 08, House 583 P.O.Box 27207 code 1000 Addis Abeba, Etiopia | GRUPOWANIE | CISCO2921/K9 | CISCO2921/K9 | FJC1927A31P
2485 |  |  |  | EHWIC-4ESG-P | EHWIC-4ESG-P | FOC19207WPY
2486 |  |  |  | VIC2-4FXO | VIC2-4FXO | FOC192218WP
2487 |  |  |  | VIC2-4FXO | VIC2-4FXO | FOC192219KH
2488 |  |  |  | VIC3-4FXS/DID | VIC3-4FXS/DID | FOC1922096M
2489 |  |  |  | PVDM3-64 | PVDM3-64 | FOC192227UU
2490 |  |  |  | UCS-E160D-M2/K9 | UCS-E160D-M2/K9 | FOC191520FB
2491 |  |  |  | ISM-SRE-300-K9 | ISM-SRE-300-K9 | FOC19153NPZ
2492 |  |  |  | PWR-2921-51-AC | PWR-2921-51-AC | DCA1915K15T
2493 |  |  | GRUPOWANIE | WS-C3560X-24P-S | WS-C3560X-24P-S | FDO1912H1YC
2494 |  |  |  | C3KX-PWR-715WAC | C3KX-PWR-715WAC | LIT19070JN5
2495 |  |  |  | C3KX-NM-1G | C3KX-NM-1G | FDO19120L4G
2496 | Filipiny - Manila - AMB | Ambasada RP w Manili 9 Floor, DelRosarioLaw Centre, 21st Drive corner 20th Drive, Bonifacio Global City 1630 Taguig, Metro Manila, Filipiny | GRUPOWANIE | ISR4331/K9 | ISR4331/K9 | FDO2339M224
2497 |  |  |  | PWR-4330-AC | PWR-4330-AC | PST2335M15K
2498 |  |  |  | NIM-1MFT-T1/E1 | NIM-1MFT-T1/E1 | FOC23327HS9
2499 |  |  |  | PVDM4-32 | PVDM4-32 | FOC23333MHS
2500 |  |  |  | NIM-2GE-CU-SFP | NIM-2GE-CU-SFP | FOC23323T95
2501 |  |  |  | PVDM4-32 | PVDM4-32 | FOC23333M6E
2502 |  |  |  | SH9MST6D200GLE32C | SH9MST6D200GLE32C | STP23060K33
2503 |  |  |  | SM-X-NIM-ADPTR | SM-X-NIM-ADPTR | FOC23345MH5
2504 |  |  |  | NIM-2FXS/4FXOP | NIM-2FXS/4FXOP | FOC23315ULE
2505 |  |  |  | ISR4331/K9 | ISR4331/K9 | FDO23361CBB
2506 |  |  | GRUPOWANIE | C9200L-48P-4G-E | C9200L-48P-4G-E | JAE232004HP
2507 |  |  |  | C9200L-48P-4G-E | C9200L-48P-4G-E | JAE232004HP
2508 |  |  |  | STACK-T4-50CM | STACK-T4-50CM | LCC2325GG9R
2509 |  |  |  | C9200-STACK | C9200-STACK | JAE23320Z1E
2510 |  |  |  | C9200-STACK | C9200-STACK | JAE2332109L
2511 |  |  |  | PWR-C5-1KWAC | PWR-C5-1KWAC | DCI230410WP
2512 |  |  |  | PWR-C5-1KWAC | PWR-C5-1KWAC | DCI22481A6H
2513 |  |  | GRUPOWANIE | C9200L-48P-4G-E | C9200L-48P-4G-E | JAE2319182W
2514 |  |  |  | STACK-T4-50CM | STACK-T4-50CM | LCC2325GG9R
2515 |  |  |  | STACK-T4-50CM | STACK-T4-50CM | LCC2325GG9R
2516 |  |  |  | C9200-STACK | C9200-STACK | JAE23321467
2517 |  |  |  | C9200-STACK | C9200-STACK | JAE2332108M
2518 |  |  |  | PWR-C5-1KWAC | PWR-C5-1KWAC | DCI230410WB
2519 |  |  |  | PWR-C5-1KWAC | PWR-C5-1KWAC | DCI22481A6F
2520 | Finlandia---Helskinki---Ambasada | Finlandia---Helsinki---AMB: Ambasada Rzeczypospolitej Polskiej w Republice Finlandii,Finlandia,Helsinki,00570,Armas Lindgrenin tie 21 | GRUPOWANIE | CISCO2921/K9 | CISCO2921/K9 | FGL154814KQ
2521 |  |  |  | VWIC3-1MFT-T1/E1 | VWIC3-1MFT-T1/E1 | FOC16412LRR
2522 |  |  |  | VIC3-4FXS/DID | VIC3-4FXS/DID | FOC16401E1K
2523 |  |  |  | VIC3-4FXS/DID | VIC3-4FXS/DID | FOC15452MV3
2524 |  |  |  | PVDM3-32 | PVDM3-32 | FOC1547376N
2525 |  |  |  | ISM-SRE-300-K9 | ISM-SRE-300-K9 | FOC15454E9P
2526 |  |  |  | PWR-2921-51-AC | PWR-2921-51-AC | DCA1529K3SH
2527 |  |  | GRUPOWANIE | WS-C3560X-48PF-S | WS-C3560X-48PF-S | FDO1546V0AK
2528 |  |  |  | C3KX-PWR-1100WAC | C3KX-PWR-1100WAC | LIT154316ZC
2529 |  |  |  | C3KX-NM-1G | C3KX-NM-1G | FDO15451CCT
2530 | Francja---Lyon---KG | Francja---Lyon---KG: Konsulat Generalny Rzeczypospolitej Polskiej w Lyonie,Francja,Lyon,69458,79 rue Crillon | GRUPOWANIE | CISCO2921/K9 | CISCO2921/K9 | FGL164311D4
2531 |  |  |  | VIC2-2BRI-NT/TE | VIC2-2BRI-NT/TE | FOC16412DJM
2532 |  |  |  | VWIC3-1MFT-T1/E1 | VWIC3-1MFT-T1/E1 | FOC1823241W
2533 |  |  |  | VIC3-4FXS/DID | VIC3-4FXS/DID | FOC16401DJG
2534 |  |  |  | VIC3-4FXS/DID | VIC3-4FXS/DID | FOC16386KC6
2535 |  |  |  | PVDM3-32 | PVDM3-32 | FOC16421KN7
2536 |  |  |  | ISM-SRE-300-K9 | ISM-SRE-300-K9 | FOC16400C9C
2537 |  |  |  | PWR-2921-51-AC | PWR-2921-51-AC | QCS1635H2EC
2538 |  |  | GRUPOWANIE | WS-C3560X-24P-S | WS-C3560X-24P-S | FDO1642R170
2539 |  |  |  | C3KX-PWR-715WAC | C3KX-PWR-715WAC | LIT16330E61
2540 |  |  |  | C3KX-NM-1G | C3KX-NM-1G | FDO16411MUT
2541 |  |  | GRUPOWANIE | WS-C3560X-24P-S | WS-C3560X-24P-S | FDO1643R0L6
2542 |  |  |  | C3KX-PWR-715WAC | C3KX-PWR-715WAC | LIT16330E76
2543 |  |  |  | C3KX-NM-1G | C3KX-NM-1G | FDO16411MUQ
2544 |  |  | GRUPOWANIE | WS-C3560X-24P-S | WS-C3560X-24P-S | FDO1735Z0FB
2545 |  |  |  | C3KX-PWR-715WAC | C3KX-PWR-715WAC | LIT17210NWA
2546 |  |  |  | C3KX-NM-1G | C3KX-NM-1G | FDO173819LB
2547 |  |  | GRUPOWANIE | ASA5506-K9 | ASA5506-K9 | JMX2319G1S0
2548 |  |  |  | ASA5506-PWR-AC | ASA5506-PWR-AC | LIT231644GG
2549 |  |  |  | ASA5506-SSD | ASA5506-SSD | MSA230704NH
2550 | Francja---Paryż---Ambasada/WK | Francja---Paryż---Ambasada/WK: 1, rue deTalleyrand, 75007 Paryż, Francja | GRUPOWANIE | CISCO3945-CHASSIS | CISCO3945-CHASSIS | FGL154911A6
2551 |  |  |  | C3900-SPE150/K9 | C3900-SPE150/K9 | FOC15440X42
2552 |  |  |  | VWIC3-1MFT-T1/E1 | VWIC3-1MFT-T1/E1 | FOC15455A2Z
2553 |  |  |  | PVDM3-128 | PVDM3-128 | FOC154738U6
2554 |  |  |  | SM-SRE-710-K9 | SM-SRE-710-K9 | FOC15145C2D
2555 |  |  |  | PWR-3900-AC | PWR-3900-AC | SNI1542C95R
2556 |  |  |  | PWR-3900-AC | PWR-3900-AC | SNI1542C8M7
2557 |  |  | GRUPOWANIE | WS-C3560X-48PF-S | WS-C3560X-48PF-S | FDO1547Z0ME
2558 |  |  |  | C3KX-PWR-1100WAC | C3KX-PWR-1100WAC | LIT153802TJ
2559 |  |  |  | C3KX-NM-1G | C3KX-NM-1G | FDO15471M3S
2560 |  |  | GRUPOWANIE | WS-C3560X-48PF-S | WS-C3560X-48PF-S | FDO1547R0PJ
2561 |  |  |  | C3KX-PWR-1100WAC | C3KX-PWR-1100WAC | LIT1538032H
2562 |  |  |  | C3KX-NM-1G | C3KX-NM-1G | FDO15471M1G
2563 |  |  | GRUPOWANIE | WS-C3560X-48PF-S | WS-C3560X-48PF-S | FDO1547P0N2
2564 |  |  |  | C3KX-PWR-1100WAC | C3KX-PWR-1100WAC | LIT153802KY
2565 |  |  |  | C3KX-NM-1G | C3KX-NM-1G | FDO15471LUJ
2566 |  |  |  | GLC-SX-MM | GLC-SX-MM | FNS0303A373
2567 |  |  | GRUPOWANIE | WS-C3560X-48PF-S | WS-C3560X-48PF-S | FDO1547K0PN
2568 |  |  |  | C3KX-PWR-1100WAC | C3KX-PWR-1100WAC | LIT1538038N
2569 |  |  |  | C3KX-NM-1G | C3KX-NM-1G | FDO15471LLJ
2570 |  |  | GRUPOWANIE | WS-C3560X-24P-S | WS-C3560X-24P-S | FDO1702W1W9
2571 |  |  |  | C3KX-PWR-715WAC | C3KX-PWR-715WAC | LIT17231JP0
2572 |  |  |  | C3KX-NM-1G | C3KX-NM-1G | FDO17410D44
2573 |  |  | GRUPOWANIE | WS-C3560X-24P-S | WS-C3560X-24P-S | FDO1702P2GJ
2574 |  |  |  | C3KX-PWR-715WAC | C3KX-PWR-715WAC | LIT17231JNG
2575 |  |  |  | C3KX-NM-1G | C3KX-NM-1G | FDO17400NG2
2576 |  |  | GRUPOWANIE | CISCO C3560X 24P | CISCO C3560X 24P | FD017410D44
2577 |  |  | GRUPOWANIE | ASA5506 | ASA5506 | JMX2334X14L
2578 |  |  | GRUPOWANIE | CISCO SG300 | CISCO SG300 | PSJ143804VE
2579 |  |  | GRUPOWANIE | CISCO AIR-SAP1602I-E-K9 | CISCO AIR-SAP1602I-E-K9 | FGL1745W06X
2580 |  |  | GRUPOWANIE | CISCO AIR-SAP1602I-E-K9 | CISCO AIR-SAP1602I-E-K9 | FGL1745W070
2581 |  |  | GRUPOWANIE | CISCO AIR-SAP1602I-E-K9 | CISCO AIR-SAP1602I-E-K9 | FGL1745W071
2582 |  |  | GRUPOWANIE | CISCO AIR-SAP1602I-E-K9 | CISCO AIR-SAP1602I-E-K9 | FGL1745W075
2583 | Francja---Paryz---IP | Francja---Paryz---IP: Instytut Polski w Paryżu, Francja, Paryż, 75008, 31, rue Jean Goujon | GRUPOWANIE | CISCO2921/K9 | CISCO2921/K9 | FCZ194560G0
2584 |  |  |  | EHWIC-4ESG-P | EHWIC-4ESG-P | FOC19331JVS
2585 |  |  |  | VIC2-2BRI-NT/TE | VIC2-2BRI-NT/TE | FOC113458A2
2586 |  |  |  | PVDM3-32 | PVDM3-32 | FOC201930WT
2587 |  |  |  | ISM-SRE-300-K9 | ISM-SRE-300-K9 | FOC18477W7J
2588 |  |  |  | PWR-2921-51-AC | PWR-2921-51-AC | DCA1921K06K
2589 |  |  | GRUPOWANIE | WS-C3560X-24P-S | WS-C3560X-24P-S | FDO1933F11L
2590 |  |  |  | C3KX-PWR-715WAC | C3KX-PWR-715WAC | LIT192413FE
2591 |  |  |  | C3KX-NM-1G | C3KX-NM-1G | FDO19410UN1
2592 | Francja---Paryż---SP | Francja---Paryż---SP: Stałe Przedstawicielstwo RP przy ONWGiR, Francja, Paryż, 75116 , 136, rue de Longchamp | GRUPOWANIE | CISCO2921/K9 | CISCO2921/K9 | FJC1922A1K0
2593 |  |  |  | VIC2-2BRI-NT/TE | VIC2-2BRI-NT/TE | FOC20280RQ9
2594 |  |  |  | VWIC3-1MFT-T1/E1 | VWIC3-1MFT-T1/E1 | FOC19142MPU
2595 |  |  |  | VIC3-4FXS/DID | VIC3-4FXS/DID | FOC191678ZC
2596 |  |  |  | PVDM3-64 | PVDM3-64 | FOC191735QC
2597 |  |  |  | UCS-E160D-M2/K9 | UCS-E160D-M2/K9 | FOC191520D1
2598 |  |  |  | ISM-SRE-300-K9 | ISM-SRE-300-K9 | FOC19153NSP
2599 |  |  |  | PWR-2921-51-AC | PWR-2921-51-AC | QCS19090T40
2600 |  |  | GRUPOWANIE | WS-C3560X-24P-S | WS-C3560X-24P-S | FDO1903H1EN
2601 |  |  |  | C3KX-PWR-715WAC | C3KX-PWR-715WAC | LIT19070L5D
2602 |  |  |  | C3KX-NM-1G | C3KX-NM-1G | FDO191901GM
2603 |  |  | GRUPOWANIE | WS-C3560X-24P-S | WS-C3560X-24P-S | FDO1723H346
2604 |  |  |  | C3KX-PWR-715WAC | C3KX-PWR-715WAC | DCB1716A19G
2605 |  |  |  | C3KX-NM-1G | C3KX-NM-1G | FDO17350LFH
2606 | Francja---Stasburg---SP | Francja---Strasburg---SPRE: Stałe Przedstawicielstwo Rzeczypospolitej Polskiej przy Radzie Europy w Strasburgu,Francja,Strasburg,67000,2, rue Geiler | GRUPOWANIE | CISCO2921/K9 | CISCO2921/K9 | FGL164812NR
2607 |  |  |  | VWIC3-1MFT-T1/E1 | VWIC3-1MFT-T1/E1 | FOC164538BY
2608 |  |  |  | PVDM3-32 | PVDM3-32 | FOC16455VG9
2609 |  |  |  | ISM-SRE-300-K9 | ISM-SRE-300-K9 | FOC164536Q5
2610 |  |  |  | PWR-2921-51-AC | PWR-2921-51-AC | DCA1646K2QA
2611 |  |  | GRUPOWANIE | WS-C3560X-48PF-S | WS-C3560X-48PF-S | FDO1647H07V
2612 |  |  |  | C3KX-PWR-1100WAC | C3KX-PWR-1100WAC | LIT16430NKG
2613 |  |  |  | C3KX-NM-1G | C3KX-NM-1G | FDO16460M07
2614 |  |  | GRUPOWANIE | WS-C3560X-24P-S | WS-C3560X-24P-S | FDO1702P0F9
2615 |  |  |  | C3KX-PWR-715WA | C3KX-PWR-715WA | LIT17231GBP
2616 |  |  |  | C3KX-NM-1G | C3KX-NM-1G | FDO17400MMJ
2617 | Grecja---Ateny---Ambasada | Grecja---Ateny---AMB: Ambasada Rzeczypospolitej Polskiej w Republice Greckiej,Grecja,Ateny, 154 52 Paleo Psychiko,Chryssanthemon 22 | GRUPOWANIE | CISCO2921/K9 | CISCO2921/K9 | FGL154811N1
2618 |  |  |  | VWIC3-1MFT-T1/E1 | VWIC3-1MFT-T1/E1 | FOC15455A00
2619 |  |  |  | VIC3-4FXS/DID | VIC3-4FXS/DID | FOC15383RSJ
2620 |  |  |  | PVDM3-64 | PVDM3-64 | FOC15441F1N
2621 |  |  |  | ISM-SRE-300-K9 | ISM-SRE-300-K9 | FOC15410BHW
2622 |  |  |  | PWR-2921-51-AC | PWR-2921-51-AC | DCA1540K3RH
2623 |  |  | GRUPOWANIE | WS-C3560X-48PF-S | WS-C3560X-48PF-S | FDO1546Z10G
2624 |  |  |  | C3KX-PWR-1100WAC | C3KX-PWR-1100WAC | LIT153801QX
2625 |  |  |  | C3KX-NM-1G | C3KX-NM-1G | FDO15451VCC
2626 | Grecja---Ateny---WK | Grecja---Ateny---WK: Wydział Konsularny Ambasady RP w Atenach, Grecja, Ateny, 154-52, Paleo Psychiko, Kontoleontos 1 | GRUPOWANIE | CISCO2921/K9 | CISCO2921/K9 | FCZ192171E2
2627 |  |  |  | EHWIC-4ESG-P | EHWIC-4ESG-P | FOC19066P8L
2628 |  |  |  | VIC2-4FXO | VIC2-4FXO | FOC20431PMQ
2629 |  |  |  | PVDM3-32 | PVDM3-32 | FOC204253EG
2630 |  |  |  | ISM-SRE-300-K9 | ISM-SRE-300-K9 | FOC20377T3D
2631 |  |  |  | PWR-2921-51-AC | PWR-2921-51-AC | QCS19040R9K
2632 |  |  | GRUPOWANIE | WS-C3560X-48PF-S | WS-C3560X-48PF-S | FDO1546V1CH
2633 |  |  |  | C3KX-PWR-1100WAC | C3KX-PWR-1100WAC | LIT153801SK
2634 |  |  |  | C3KX-NM-1G | C3KX-NM-1G | FDO15451F8B
2635 |  |  |  | 10/100/1000BaseTX SFP | Unspecified | AGM154523MN
2636 |  |  |  | 10/100/1000BaseTX SFP | Unspecified | AGM154523TS
2637 |  |  | GRUPOWANIE | WS-C3560X-24P-S | WS-C3560X-24P-S | FDO1719P231
2638 |  |  |  | C3KX-PWR-715WAC | C3KX-PWR-715WAC | DCB1712A0PZ
2639 |  |  |  | C3KX-NM-1G | C3KX-NM-1G | FDO17251WVA
2640 |  |  |  | 10/100/1000BaseTX SFP | Unspecified | AGM1545244M
2641 |  |  |  | 10/100/1000BaseTX SFP | Unspecified | AGM1545244A
2642 |  |  | GRUPOWANIE | ASA5506 | ASA5506 | JMX2328X1VP
2643 |  |  |  | ASA5506-SSD | ASA5506-SSD | STP231305NN
2644 | Gruzja---Tibilisi---Ambasada | Gruzja---Tibilisi---AMB: Ambasada Rzeczypospolitej Polskiej w Gruzji,Gruzja,Tbilisi,0108,Br. Zubalashvili 19 | GRUPOWANIE | CISCO2921/K9 | CISCO2921/K9 | FGL154814KF
2645 |  |  |  | VIC2-4FXO | VIC2-4FXO | FOC15444TGV
2646 |  |  |  | VIC3-4FXS/DID | VIC3-4FXS/DID | FOC15452MGH
2647 |  |  |  | EHWIC-1GE-SFP-CU | EHWIC-1GE-SFP-CU | FOC203967EZ
2648 |  |  |  | PVDM3-32 | PVDM3-32 | FOC1547378S
2649 |  |  |  | ISM-SRE-300-K9 | ISM-SRE-300-K9 | FOC15454E7B
2650 |  |  |  | PWR-2921-51-AC | PWR-2921-51-AC | QCS1528H3K4
2651 |  |  | GRUPOWANIE | WS-C3560X-24P-S | WS-C3560X-24P-S | FDO1919F3KH
2652 |  |  |  | C3KX-PWR-715WAC | C3KX-PWR-715WAC | DCB1910A0SQ
2653 |  |  |  | C3KX-NM-1G | C3KX-NM-1G | FDO19190VJG
2654 |  |  | GRUPOWANIE | WS-C3560X-48PF-S | WS-C3560X-48PF-S | FDO1546R0AT
2655 |  |  |  | C3KX-PWR-1100WAC | C3KX-PWR-1100WAC | LIT15440A06
2656 |  |  |  | C3KX-NM-1G | C3KX-NM-1G | FDO15451VMU
2657 | Hiszpania---Barcelona---KG | Hiszpania---Barcelona---KG: Konsulat Generalny Rzeczypospolitej Polskiej w Barcelonie,Hiszpania,Barcelona,08014,Avda. Diagonal, 593-595, piętro 6 | GRUPOWANIE | CISCO2921/K9 | CISCO2921/K9 | FCZ1745617B
2658 |  |  |  | VWIC3-1MFT-T1/E1 | VWIC3-1MFT-T1/E1 | FOC17428ZXW
2659 |  |  |  | VIC3-4FXS/DID | VIC3-4FXS/DID | FOC17385JMA
2660 |  |  |  | VIC2-2BRI-NT/TE | VIC2-2BRI-NT/TE | FOC17404H9D
2661 |  |  |  | VIC2-2BRI-NT/TE | VIC2-2BRI-NT/TE | FOC17404HDL
2662 |  |  |  | PVDM3-64 | PVDM3-64 | FOC174241S0
2663 |  |  |  | SM-SRE-910-K9 | SM-SRE-910-K9 | FOC17346DXT
2664 |  |  |  | ISM-SRE-300-K9 | ISM-SRE-300-K9 | FOC17384C73
2665 |  |  |  | PWR-2921-51-AC | PWR-2921-51-AC | DCA1731K115
2666 |  |  | GRUPOWANIE | WS-C3560X-24P-S | WS-C3560X-24P-S | FDO1718H0Y0
2667 |  |  |  | C3KX-PWR-715WAC | C3KX-PWR-715WAC | LIT17231G68
2668 |  |  |  | C3KX-NM-1G | C3KX-NM-1G | FDO17410DJA
2669 |  |  | GRUPOWANIE | ASA5506 | ASA5506 | JMX2319G20D
2670 |  |  |  | ASA5506-SSD | ASA5506-SSD | MSA230600PT
2671 | Hiszpania---Madryt---AMB | Hiszpania---Madryt---AMB: Ambasada Rzeczypospolitej Polskiej w Królestwie Hiszpanii,Hiszpania,Madryt,28035,Guisando 23 bis | GRUPOWANIE | CISCO2921/K9 | CISCO2921/K9 | FGL15481358
2672 |  |  |  | VIC2-2BRI-NT/TE | VIC2-2BRI-NT/TE | FOC15450LXN
2673 |  |  |  | VIC2-2BRI-NT/TE | VIC2-2BRI-NT/TE | FOC15442NUF
2674 |  |  |  | VIC2-2BRI-NT/TE | VIC2-2BRI-NT/TE | FOC15450LW0
2675 |  |  |  | PVDM3-64 | PVDM3-64 | FOC15423LSK
2676 |  |  |  | ISM-SRE-300-K9 | ISM-SRE-300-K9 | FOC15454DZ3
2677 |  |  |  | PWR-2921-51-AC | PWR-2921-51-AC | QCS1540H23U
2678 |  |  | GRUPOWANIE | WS-C3560X-48PF-S | WS-C3560X-48PF-S | FDO1546V1FT
2679 |  |  |  | C3KX-PWR-1100WAC | C3KX-PWR-1100WAC | LIT153801NZ
2680 |  |  |  | C3KX-NM-1G | C3KX-NM-1G | FDO154610EC
2681 |  |  | GRUPOWANIE | WS-C3560X-48PF-S | WS-C3560X-48PF-S | FDO1546V1FR
2682 |  |  |  | C3KX-PWR-1100WAC | C3KX-PWR-1100WAC | LIT153801L7
2683 |  |  |  | C3KX-NM-1G | C3KX-NM-1G | FDO154610YA
2684 |  |  | GRUPOWANIE | AIR-SAP1602I-E-K9 | AIR-SAP1602I-E-K9 | FGL1730X587
2685 |  |  | GRUPOWANIE | AIR-SAP1602I-E-K9 | AIR-SAP1602I-E-K9 | FGL1730X599
2686 |  |  | GRUPOWANIE | WS-C3560X-48PF-S | WS-C3560X-48PF-S | FDO1546R1LE
2687 | Hiszpania---Madryt---IP | Hiszpania---Madryt---IP: Instytut Polski w Madrycie, Hiszpania, Madryt, 28014, c/ Felipe IV, 12 bajo A | GRUPOWANIE | CISCO2921/K9 | CISCO2921/K9 | FCZ192160NM
2688 |  |  |  | EHWIC-4ESG-P | EHWIC-4ESG-P | FOC19066P8T
2689 |  |  |  | PWR-2921-51-AC | PWR-2921-51-AC | QCS19040S6P
2690 |  |  | GRUPOWANIE | WS-C3560X-24P-S | WS-C3560X-24P-S | FDO1903H1EJ
2691 |  |  |  | C3KX-PWR-715WAC | C3KX-PWR-715WAC | LIT19070KV0
2692 |  |  |  | C3KX-NM-1G | C3KX-NM-1G | FDO191901CJ
2693 | Hiszpania---Madryt---WK | Hiszpania---Madryt---WK: Ambasada Rzeczypospolitej Polskiej w Królestwie Hiszpanii,Hiszpania,Madryt,28035,Guisando 23 bis | GRUPOWANIE | CISCO2921/K9 | CISCO2921/K9 | FGL1452108D
2694 |  |  |  | VIC2-2BRI-NT/TE | VIC2-2BRI-NT/TE | FOC14440ZLL
2695 |  |  |  | VIC2-2BRI-NT/TE | VIC2-2BRI-NT/TE | FOC14440ZML
2696 |  |  |  | VIC3-4FXS/DID | VIC3-4FXS/DID | FOC14463M3R
2697 |  |  |  | PVDM3-32 | PVDM3-32 | FOC144651EF
2698 |  |  |  | ISM-SRE-300-K9 | ISM-SRE-300-K9 | FOC14463KVT
2699 |  |  |  | PWR-2921-51-AC | PWR-2921-51-AC | DCA1450K0B6
2700 | Holandia---Haga---AMB | Holandia---Haga---AMB: Ambasada Rzeczypospolitej Polskiej w Królestwie Niderlandów,Holandia,Haga,2514 JM,Alexanderstraat 25 | GRUPOWANIE | CISCO2921/K9 | CISCO2921/K9 | FGL154811N4
2701 |  |  |  | VWIC3-1MFT-T1/E1 | VWIC3-1MFT-T1/E1 | FOC15455ABX
2702 |  |  |  | VIC3-4FXS/DID | VIC3-4FXS/DID | FOC15383RJD
2703 |  |  |  | VIC3-4FXS/DID | VIC3-4FXS/DID | FOC15383RRQ
2704 |  |  |  | PVDM3-64 | PVDM3-64 | FOC21290LL3
2705 |  |  |  | ISM-SRE-300-K9 | ISM-SRE-300-K9 | FOC15410BAV
2706 |  |  |  | PWR-2921-51-AC | PWR-2921-51-AC | DCA1540K3PV
2707 |  |  | GRUPOWANIE | WS-C3560X-48PF-S | WS-C3560X-48PF-S | FDO1546R0EY
2708 |  |  |  | C3KX-PWR-1100WAC | C3KX-PWR-1100WAC | LIT153801SS
2709 |  |  |  | C3KX-NM-1G | C3KX-NM-1G | FDO15451F1C
2710 |  |  |  | 10/100/1000BaseTX SFP | Unspecified | AGM1545243L
2711 |  |  |  | 10/100/1000BaseTX SFP | Unspecified | AGM1545239J
2712 |  |  | GRUPOWANIE | WS-C3560X-48PF-S | WS-C3560X-48PF-S | FDO1546R0DD
2713 |  |  |  | C3KX-PWR-1100WAC | C3KX-PWR-1100WAC | LIT153801SH
2714 |  |  |  | C3KX-NM-1G | C3KX-NM-1G | FDO15451VHP
2715 |  |  |  | 10/100/1000BaseTX SFP | Unspecified | AGM154523LG
2716 |  |  |  | 10/100/1000BaseTX SFP | Unspecified | AGM15452433
2717 | Indie---Mumbaj---KG | Indie---Mumbaj---KG: Konsulat Generalny Rzeczypospolitej Polskiej w Mumbaju,Indie,Mumbaj,400 021,Nirmal Building, 11A, 11th Floor, 241/242 Backbay Reclamation, Nariman Point | GRUPOWANIE | CISCO2921/K9 | CISCO2921/K9 | FCZ173970UV
2718 |  |  |  | VWIC3-1MFT-T1/E1 | VWIC3-1MFT-T1/E1 | FOC17372AND
2719 |  |  |  | VIC3-4FXS/DID | VIC3-4FXS/DID | FOC173667UG
2720 |  |  |  | VIC3-4FXS/DID | VIC3-4FXS/DID | FOC173667TF
2721 |  |  |  | VIC2-4FXO | VIC2-4FXO | FOC17306CRB
2722 |  |  |  | PVDM3-64 | PVDM3-64 | FOC17341N1X
2723 |  |  |  | SM-SRE-910-K9 | SM-SRE-910-K9 | FOC17366LWK
2724 |  |  |  | ISM-SRE-300-K9 | ISM-SRE-300-K9 | FOC173219WE
2725 |  |  |  | PWR-2921-51-AC | PWR-2921-51-AC | DCA1724K0MJ
2726 |  |  | GRUPOWANIE | WS-C3560X-24P-S | WS-C3560X-24P-S | FDO1619R0PH
2727 |  |  |  | C3KX-PWR-715WAC | C3KX-PWR-715WAC | LIT16100LEK
2728 |  |  | GRUPOWANIE | WS-C3560X-24P-S | WS-C3560X-24P-S | FDO1723H32B
2729 |  |  |  | C3KX-PWR-715WAC | C3KX-PWR-715WAC | DCB1716A223
2730 |  |  |  | C3KX-NM-1G | C3KX-NM-1G | FDO173508CD
2731 | Indie Ambasada RP w New Delhi | Indie---New-Delhi---AMB-IP: Ambasada Rzeczypospolitej Polskiej w Republice Indii,Indie,New Delhi,110 021,50-M Shantipath, Chanakyapuri | GRUPOWANIE | CISCO3945-CHASSIS | CISCO3945-CHASSIS | FGL145110RD
2732 |  |  |  | C3900-SPE150/K9 | C3900-SPE150/K9 | FOC14304JYS
2733 |  |  |  | VIC3-4FXS/DID | VIC3-4FXS/DID | FOC14472J36
2734 |  |  |  | VIC3-4FXS/DID | VIC3-4FXS/DID | FOC14472J2Z
2735 |  |  |  | PVDM3-64 | PVDM3-64 | FOC14464U7Y
2736 |  |  |  | ISM-SRE-300-K9 | ISM-SRE-300-K9 | FOC14463L1P
2737 |  |  |  | PWR-3900-AC | PWR-3900-AC | SNI1446C862
2738 |  |  |  | PWR-3900-POE | PWR-3900-POE | SNI1445C79Y
2739 |  |  | GRUPOWANIE | WS-C2960S-24PS-L | WS-C2960S-24PS-L | FOC1920W14N
2740 |  |  | GRUPOWANIE | WS-C3560X-24P-S | WS-C3560X-24P-S | FDO1919F3TQ
2741 |  |  |  | C3KX-PWR-715WAC | C3KX-PWR-715WAC | DCB1907A0A0
2742 |  |  |  | C3KX-NM-1G | C3KX-NM-1G | FDO19220E2F
2743 |  |  | GRUPOWANIE | ASA5506 | ASA5506 | JMX2328X07G
2744 |  |  |  | ASA5506-SSD | ASA5506-SSD | MSA23170985
2745 |  |  | GRUPOWANIE | UCSC-C220-M4S | BE6M-M4-K9= | FCH2147V15N
2746 |  |  |  | AL14SEB030N | CIT-HD300G10K12G | 37P0A138F8KC
2747 |  |  |  | AL14SEB030N | CIT-HD300G10K12G | 37P0A0YXF8KC
2748 |  |  |  | AL14SEB030N | CIT-HD300G10K12G | 37P0A19YF8KC
2749 |  |  |  | AL14SEB030N | CIT-HD300G10K12G | 37P0A0SPF8KC
2750 |  |  |  | AL14SEB030N | CIT-HD300G10K12G | 37P0A0TDF8KC
2751 |  |  |  | AL14SEB030N | CIT-HD300G10K12G | 37P0A0TXF8KC
2752 |  |  | GRUPOWANIE | AIR-SAP1602I-E-K9 | AIR-SAP1602I-E-K9 | FGL1737W2ZR
2753 |  |  | GRUPOWANIE | CISCO2921/K9 | CISCO2921/K9 | FCZ192470LH
2754 |  |  | GRUPOWANIE | CISCO VG310 | CISCO VG310 | FCZ2344M040
2755 | Indonezja---Dżakarta---AMB | Indonezja---Dzakarta---AMB: Ambasada Rzeczypospolitej Polskiej w Republice Indonezji,Indonezja,Dżakarta,12 950,Jl. Rasuna Said Kav X Bliok IV/3 | GRUPOWANIE | CISCO2921/K9 | CISCO2921/K9 | FGL182210GS
2756 |  |  |  | VWIC3-2MFT-T1/E1 | VWIC3-2MFT-T1/E1 | FOC18178ZPF
2757 |  |  |  | VIC2-4FXO | VIC2-4FXO | FOC17512UBB
2758 |  |  |  | VIC2-4FXO | VIC2-4FXO | FOC17512TXB
2759 |  |  |  | PVDM3-32 | PVDM3-32 | FOC181989PP
2760 |  |  |  | ISM-SRE-300-K9 | ISM-SRE-300-K9 | FOC18198806
2761 |  |  |  | PWR-2921-51-AC | PWR-2921-51-AC | DCA1813K0G7
2762 |  |  | GRUPOWANIE | WS-C3560X-24P-S | WS-C3560X-24P-S | FDO1742R0ZP
2763 |  |  |  | C3KX-PWR-715WAC | C3KX-PWR-715WAC | DCB1723A3AG
2764 |  |  | GRUPOWANIE | WS-C3560X-24P-S | WS-C3560X-24P-S | FDO1743R1Y0
2765 |  |  |  | C3KX-PWR-715WAC | C3KX-PWR-715WAC | LIT17330GND
2766 |  |  | GRUPOWANIE | WS-C3560X-24P-S | WS-C3560X-24P-S | FDO1742R0Z6
2767 |  |  |  | C3KX-PWR-715WAC | C3KX-PWR-715WAC | LIT17360748
2768 |  |  | GRUPOWANIE | WS-C3560X-24P-S | WS-C3560X-24P-S | FDO1913P00A
2769 |  |  |  | C3KX-PWR-715WAC | C3KX-PWR-715WAC | DCB1923A3BH
2770 |  |  |  | C3KX-NM-1G | C3KX-NM-1G | FDO194105N6
2771 |  |  |  | GLC-SX-MMD | GLC-SX-MMD | AGJ1943R9ZX
2772 |  |  |  | GLC-SX-MMD | GLC-SX-MMD | AGJ1943RA03
2773 |  |  |  | GLC-SX-MMD | GLC-SX-MMD | AGJ1943RA05
2774 |  |  |  | GLC-SX-MMD | GLC-SX-MMD | AGJ1943R9ZC
2775 |  |  | GRUPOWANIE | WS-C2960X-24PS-L | WS-C2960X-24PS-L | FCW1945A39D
2776 |  |  |  | GLC-SX-MMD | GLC-SX-MMD | AGJ1943R7NK
2777 |  |  |  | GLC-SX-MMD | GLC-SX-MMD | AGJ1943RA07
2778 |  |  | GRUPOWANIE | WS-C2960X-24PS-L | WS-C2960X-24PS-L | FCW1945A37N
2779 |  |  |  | GLC-SX-MMD | GLC-SX-MMD | AGJ1943R7F4
2780 |  |  |  | GLC-SX-MMD | GLC-SX-MMD | AGJ1943R7F0
2781 | Irak-Bagdad AMB | Irak---Bagdad AMB: Ambasada Rzeczypospolitej Polskiej w Republice Iraku Embassy of the Republic of Poland Iraq-Baghdad; Baghdad Post Office; P.O. Box 55375, Bagdad, Irak | GRUPOWANIE | CISCO1921/K9 | CISCO1921/K9 | FCZ1751C2CH
2782 |  |  | GRUPOWANIE | C881-V-K9 | C881-V-K9 | FCZ1652C32M
2783 | Irak---Irbil---AGKON | Irak---Irbil---AK: Agencja Konsularna Rzeczypospolitej Polskiej w Irbilu,Irak,Irbil,brak,Khanzad, Irak, American Village, skrzyżowanie ulic Texas i Hawai nr 250 | GRUPOWANIE | ISR4351/K9 | ISR4351/K9 | FDO2223A2VK
2784 |  |  |  | PWR-4450-1000W-AC | PWR-4450-1000W-AC | DCA2201Y06Z
2785 |  |  |  | Cisco ISR4450, ISR4350 Fan Assembly | ACS-4450-FANASSY | N/A
2786 |  |  |  | PWR-POE-4450 | PWR-POE-4450 | FOC22091L1D
2787 |  |  |  | Cisco ISR4351 Built-In NIM controller | ISR4351/K9 | N/A
2788 |  |  |  | NIM-1MFT-T1/E1 | NIM-1MFT-T1/E1 | FOC222000TZ
2789 |  |  |  | NIM-2FXS/4FXOP | NIM-2FXS/4FXOP | FOC222001CT
2790 |  |  |  | NIM-4G-LTE-GA | NIM-4G-LTE-GA | FOC22150CVX
2791 |  |  |  | MC7304 4G-GA | MC7304 4G-GA | 352761063696554
2792 |  |  |  | PVDM4-64 | PVDM4-64 | FOC22204S3R
2793 |  |  |  | ISR-SSD | ISR-SSD | JAB092709EL
2794 |  |  |  | UBA2RFO200HCE1-FTG-CS | UBA2RFO200HCE1-FTG-CS | 11001591932
2795 |  |  |  | ISR4351-3x1GE | ISR4351-3x1GE | JAB092709EL
2796 |  |  |  | Cisco ISR4351 Built-In SM controller | ISR4351/K9 | N/A
2797 |  |  |  | Cisco ISR4351 Built-In SM controller | ISR4351/K9 | N/A
2798 |  |  |  | Cisco ISR4351 Route Processor | ISR4351/K9 | FDO222319V6
2799 |  |  |  | Cisco ISR4351 Forwarding Processor | ISR4351/K9 | N/A
2800 |  |  | GRUPOWANIE | WS-C3560X-24P-S | WS-C3560X-24P-S | FDO1644H1WT
2801 |  |  |  | C3KX-PWR-715WAC | C3KX-PWR-715WAC | LIT16390CR6
2802 |  |  |  | C3KX-NM-1G | C3KX-NM-1G | FDO16482KYP
2803 |  |  | GRUPOWANIE | WS-C3560CX-8PC-S | WS-C3560CX-8PC-S | FOC2220Y41Q
2804 |  |  | GRUPOWANIE | C9200L-24P-4X-E | C9200L-24P-4X-E | JAE231501VM
2805 |  |  |  | C9200L-24P-4X-E | C9200L-24P-4X-E | JAE231501VM
2806 |  |  |  | C9200-STACK | C9200-STACK | JAE23170ZSJ
2807 |  |  |  | C9200-STACK | C9200-STACK | JAE23170W3S
2808 |  |  |  | PWR-C5-600WAC | PWR-C5-600WAC | ART2303FETY
2809 |  |  | GRUPOWANIE | CISCO2921/K9 | CISCO2921/K9 | FCZ174870S0
2810 |  |  |  | VIC2-4FXO | VIC2-4FXO | FOC17382GTN
2811 |  |  |  | VIC3-4FXS/DID | VIC3-4FXS/DID | FOC17443X7H
2812 |  |  |  | VIC3-4FXS/DID | VIC3-4FXS/DID | FOC16417AU1
2813 |  |  |  | PVDM3-32 | PVDM3-32 | FOC17441C79
2814 |  |  |  | ISM-SRE-300-K9 | ISM-SRE-300-K9 | FOC17428YU1
2815 |  |  |  | PWR-2921-51-AC | PWR-2921-51-AC | QCS1736H0SV
2816 |  |  | GRUPOWANIE | WS-C3560X-48PF-S | WS-C3560X-48PF-S | FDO1741R0L0
2817 |  |  |  | C3KX-PWR-1100WAC | C3KX-PWR-1100WAC | LIT17270STG
2818 |  |  |  | C3KX-NM-1G | C3KX-NM-1G | FDO17430KBU
2819 |  |  | GRUPOWANIE | WS-C3560X-24P-S | WS-C3560X-24P-S | FDO1702P0JJ
2820 |  |  |  | C3KX-PWR-715WAC | C3KX-PWR-715WAC | DCB1722A31P
2821 |  |  |  | C3KX-NM-1G | C3KX-NM-1G | FDO174401QA
2822 | Irlandia - Belfast - KG | Konsulat Generalny Rzeczypospolitej Polskiej w Belfaście 67 Malone Road BT9 6SB Belfast, Wielka Brytania | GRUPOWANIE | ISR4351/K9 | ISR4351/K9 | FDO2148A1B1
2823 |  |  |  | PWR-4450-1000W-AC | PWR-4450-1000W-AC | DCA2128Y0WR
2824 |  |  |  | Cisco ISR4450, ISR4350 Fan Assembly | ACS-4450-FANASSY | N/A
2825 |  |  |  | PWR-POE-4450 | PWR-POE-4450 | FOC213700AS
2826 |  |  |  | Cisco ISR4351 Built-In NIM controller | ISR4351/K9 | N/A
2827 |  |  |  | NIM-4G-LTE-GA | NIM-4G-LTE-GA | FOC21440BMU
2828 |  |  |  | MC7304 4G-GA | MC7304 4G-GA | 352761062957684
2829 |  |  |  | NIM-2FXS/4FXO | NIM-2FXS/4FXO | FOC213544R3
2830 |  |  |  | NIM-1MFT-T1/E1 | NIM-1MFT-T1/E1 | FOC21471A8V
2831 |  |  |  | PVDM4-64 | PVDM4-64 | FOC21446LS6
2832 |  |  |  | Front Panel 3 ports Gigabitethernet Module | ISR4351-3x1GE | N/A
2833 |  |  |  | Cisco ISR4351 Built-In SM controller | ISR4351/K9 | N/A
2834 |  |  |  | UCS-E160S-M3/K9 | UCS-E160S-M3/K9 | FOC21362NV0
2835 |  |  |  | Cisco ISR4351 Built-In SM controller | ISR4351/K9 | N/A
2836 |  |  |  | SM-X-ES3-24-P | SM-X-ES3-24-P | FOC2141435J
2837 |  |  |  | ISR4351/K9 | ISR4351/K9 | FDO21471GCD
2838 |  |  |  | Cisco ISR4351 Forwarding Processor | ISR4351/K9 | FOC21362NV0
2839 | Irlandia-Dublin-AMB | Irlandia---Dublin---AMB: Ambasada Rzeczypospolitej Polskiej w Irlandii,Irlandia,Dublin,Dublin 4,5 Ailesbury Road | GRUPOWANIE | CISCO2921/K9 | CISCO2921/K9 | FGL154813BZ
2840 |  |  |  | VIC2-2BRI-NT/TE | VIC2-2BRI-NT/TE | FOC15450M16
2841 |  |  |  | VIC3-4FXS/DID | VIC3-4FXS/DID | FOC15452MJZ
2842 |  |  |  | PVDM3-32 | PVDM3-32 | FOC1547375V
2843 |  |  |  | ISM-SRE-300-K9 | ISM-SRE-300-K9 | FOC15454E8C
2844 |  |  |  | PWR-2921-51-AC | PWR-2921-51-AC | QCS1540H1V1
2845 |  |  | GRUPOWANIE | WS-C3560X-24P-S | WS-C3560X-24P-S | FDO1542P14D
2846 |  |  |  | C3KX-PWR-715WAC | C3KX-PWR-715WAC | LIT15440630
2847 |  |  |  | C3KX-NM-1G | C3KX-NM-1G | FDO15452E1Z
2848 |  |  |  | GLC-T | GLC-T | MTC154700UB
2849 |  |  |  | GLC-T | GLC-T | MTC15470171
2850 | Irlandia-Dublin-WK | Irlandia---Dublin---WK: Ambasada Rzeczypospolitej Polskiej w Irlandii,Irlandia,Dublin,Dublin 4,5 Ailesbury Road | GRUPOWANIE | CISCO2921/K9 | CISCO2921/K9 | FGL163412RE
2851 |  |  |  | VIC2-2BRI-NT/TE | VIC2-2BRI-NT/TE | FOC1631199N
2852 |  |  |  | VIC2-2BRI-NT/TE | VIC2-2BRI-NT/TE | FOC1631191J
2853 |  |  |  | VIC3-4FXS/DID | VIC3-4FXS/DID | FOC16313J2M
2854 |  |  |  | PVDM3-32 | PVDM3-32 | FOC16330YV7
2855 |  |  |  | ISM-SRE-300-K9 | ISM-SRE-300-K9 | FOC16297QVQ
2856 |  |  |  | PWR-2921-51-AC | PWR-2921-51-AC | DCA1628K0EU
2857 |  |  | GRUPOWANIE | WS-C3560X-24P-S | WS-C3560X-24P-S | FDO1542P14F
2858 |  |  |  | C3KX-PWR-715WAC | C3KX-PWR-715WAC | LIT1544062K
2859 |  |  |  | C3KX-NM-1G | C3KX-NM-1G | FDO15452ELQ
2860 |  |  |  | GLC-T | GLC-T | MTC1544090C
2861 |  |  |  | GLC-T | GLC-T | MTC15470157
2862 | Islandia---Reykiavik---AMB | Islandia---Reykiavik---AMB: Ambasada Rzeczpospolitej Polskiej w Reykjaviku, Islandia, Reykjavik, 105, Þórunnartun 2 | GRUPOWANIE | CISCO2921/K9 | CISCO2921/K9 | FJC1934A1RK
2863 |  |  |  | EHWIC-4ESG-P | EHWIC-4ESG-P | FOC192763XC
2864 |  |  |  | VIC2-2BRI-NT/TE | VIC2-2BRI-NT/TE | FOC12105R1K
2865 |  |  |  | VIC2-4FXO | VIC2-4FXO | FOC19203V2E
2866 |  |  |  | VIC3-4FXS/DID | VIC3-4FXS/DID | FOC19249GGU
2867 |  |  |  | PVDM3-64 | PVDM3-64 | FOC19330K5K
2868 |  |  |  | UCS-E160D-M2/K9 | UCS-E160D-M2/K9 | FOC191520DP
2869 |  |  |  | ISM-SRE-300-K9 | ISM-SRE-300-K9 | FOC19244AGM
2870 |  |  |  | PWR-2921-51-AC | PWR-2921-51-AC | QCS19160SEF
2871 |  |  | GRUPOWANIE | WS-C3560X-24P-S | WS-C3560X-24P-S | FDO1913H02P
2872 |  |  |  | C3KX-PWR-715WAC | C3KX-PWR-715WAC | LIT19220CFV
2873 |  |  |  | C3KX-PWR-715WAC | C3KX-PWR-715WAC | LIT19220CJV
2874 |  |  |  | C3KX-NM-1G | C3KX-NM-1G | FDO191416PZ
2875 | Izrael---TelAviv---AMB | Izrael---Tel-Aviv---AMB: Ambasada Rzeczypospolitej Polskiej w Państwie Izrael,Izrael,Tel Awiw,64684,Soutine 16 | GRUPOWANIE | CISCO2921/K9 | CISCO2921/K9 | FTX1550AL3D
2876 |  |  |  | VWIC3-1MFT-T1/E1 | VWIC3-1MFT-T1/E1 | FOC15423U9M
2877 |  |  |  | VIC3-4FXS/DID | VIC3-4FXS/DID | FOC15452MHE
2878 |  |  |  | VIC3-4FXS/DID | VIC3-4FXS/DID | FOC15452MGW
2879 |  |  |  | PVDM3-64 | PVDM3-64 | FOC15421H71
2880 |  |  |  | ISM-SRE-300-K9 | ISM-SRE-300-K9 | FOC15463CBR
2881 |  |  |  | PWR-2921-51-AC | PWR-2921-51-AC | QCS1539H03B
2882 |  |  | GRUPOWANIE | WS-C3560X-48PF-S | WS-C3560X-48PF-S | FDO1546R1NB
2883 |  |  |  | C3KX-PWR-1100WAC | C3KX-PWR-1100WAC | LIT154110V0
2884 |  |  |  | C3KX-NM-1G | C3KX-NM-1G | FDO1548158K
2885 |  |  |  | 10/100/1000BaseTX SFP | Unspecified | AGM154324KF
2886 |  |  |  | 10/100/1000BaseTX SFP | Unspecified | AGM154320X2
2887 |  |  | GRUPOWANIE | ASA5506 | ASA5506 | JMX2349X1AC
2888 | Izrael---TelAviv---IP | Izrael---Tel-Aviv--IP: Instytut Polski w Tel Awiwie, Izrael, Tel Aviv,6688106 , Rothschild Blvd 3 |  | CISCO2921/K9 | CISCO2921/K9 | FCZ163377AH
2889 |  |  |  | VIC3-4FXS/DID | VIC3-4FXS/DID | FOC16417AT4
2890 |  |  |  | VIC2-4FXO | VIC2-4FXO | FOC164214HU
2891 |  |  |  | VIC2-2BRI-NT/TE | VIC2-2BRI-NT/TE | FOC1734885Q
2892 |  |  |  | PVDM3-128 | PVDM3-128 | FOC16425W95
2893 |  |  |  | ISM-SRE-300-K9 | ISM-SRE-300-K9 | FOC14463L14
2894 |  |  |  | PWR-2921-51-AC | PWR-2921-51-AC | QCS1626H0DS
2895 |  |  |  | WS-C3560X-24P-S | WS-C3560X-24P-S | FDO1904P146
2896 |  |  |  | C3KX-PWR-715WAC | C3KX-PWR-715WAC | DCB1847A0UR
2897 |  |  |  | C3KX-NM-1G | C3KX-NM-1G | FDO1847059D
2898 | Japonia---Tokio--AMB-WK | Ambasada Rzeczypospolitej Polskiej w Japonii 2-13-5 Mita, Meguro-ku 153-0062 Tokio, Japonia | GRUPOWANIE | "c36xx Stack" | WS-C3650-24TD | FDO2126V0TY
2899 |  |  |  | "WS-C3650-24TD-S" | WS-C3650-24TD-S | FDO2126V0SU
2900 |  |  |  | "Switch 1 - Power Supply B" | PWR-C2-250WAC | LIT2119295Z
2901 |  |  |  | "1000BaseSX SFP" | GLC-SX-MMD | OPM21210BAA
2902 |  |  |  | "WS-C3650-24TD-S" | WS-C3650-24TD-S | FDO2126V0TY
2903 |  |  |  | "Switch 2 - Power Supply B" | PWR-C2-250WAC | LIT2119262C
2904 |  |  |  | "1000BaseSX SFP" | GLC-SX-MMD | OPM21210BL3
2905 |  |  | GRUPOWANIE | "WS-C3560X-48P" | WS-C3560X-48PF-S | FDO1547V0SA
2906 |  |  |  | "FRU Power Supply" | C3KX-PWR-1100WAC | LIT153801FF
2907 |  |  |  | "FRULink 1G Module" | C3KX-NM-1G | FDO154610HC
2908 |  |  |  | "10/100/1000BaseTX SFP" | GLC-T | MTC154700KN
2909 |  |  | GRUPOWANIE | "c38xx Stack" | WS-C3850-24XS | FOC2125L55H
2910 |  |  |  | "WS-C3850-24XS-E" | WS-C3850-24XS-E | FOC2125L55H
2911 |  |  |  | "StackPort1/1" | STACK-T1-50CM | MOC2123A0QH
2912 |  |  |  | "StackPort1/2" | STACK-T1-50CM | LCC2120GD3J
2913 |  |  |  | "Switch 1 - Power Supply A" | PWR-C1-715WAC | DCA2120G01E
2914 |  |  |  | "Switch 1 - Power Supply B" | PWR-C1-715WAC | DCA2120G01F
2915 |  |  |  | "4x10G Uplink Module" | C3850-NM-4-10G | FOC21456NUT
2916 |  |  |  | "10/100/1000BaseTX SFP" | GLC-TE | AVC212027U2
2917 |  |  |  | "10/100/1000BaseTX SFP" | GLC-TE | AVC212027UH
2918 |  |  |  | "10/100/1000BaseTX SFP" | GLC-TE | AVC212027U3
2919 |  |  |  | "10/100/1000BaseTX SFP" | GLC-TE | AVC212027UK
2920 |  |  |  | "10/100/1000BaseTX SFP" | GLC-TE | AVC212027UJ
2921 |  |  |  | "10/100/1000BaseTX SFP" | GLC-TE | AVC212027UG
2922 |  |  |  | "SFP-10GBase-SR" | SFP-10G-SR | FNS21010H2G
2923 |  |  |  | "SFP-10GBase-SR" | SFP-10G-SR | FNS18170UG0
2924 |  |  |  | "SFP-10GBase-SR" | SFP-10G-SR-S | FNS212416GG
2925 |  |  |  | "SFP-10GBase-SR" | SFP-10G-SR-S | FNS212416BC
2926 |  |  |  | "SFP-10GBase-SR" | SFP-10G-SR | AVD2109A9W1
2927 |  |  |  | "SFP-10GBase-SR" | SFP-10G-SR-S | FNS212416JW
2928 |  |  |  | "SFP-10GBase-SR" | SFP-10G-SR-S | FNS21240GLF
2929 |  |  |  | "10/100/1000BaseTX SFP" | GLC-T | 00000MTC154700G
2930 |  |  |  | "10/100/1000BaseTX SFP" | GLC-TE | AVC212027UA
2931 |  |  |  | "SFP-10GBase-SR" | SFP-10G-SR-S | FNS212416HF
2932 |  |  |  | "SFP-10GBase-SR" | SFP-10G-SR-S | FNS212416CN
2933 |  |  |  | "SFP-10GBase-SR" | SFP-10G-SR-S | FNS212413LD
2934 |  |  |  | "SFP-10GBase-SR" | SFP-10G-SR-S | FNS212414U2
2935 |  |  |  | "SFP-10GBase-SR" | SFP-10G-SR | FNS21010H33
2936 |  |  |  | "SFP-10GBase-SR" | SFP-10G-SR | FNS18170UFQ
2937 |  |  |  | "SFP-10GBase-SR" | SFP-10G-SR | JUR1933GFLR
2938 |  |  |  | "SFP-10GBase-SR" | SFP-10G-SR | FNS21010H3Y
2939 |  |  |  | "WS-C3850-24XS-E" | WS-C3850-24XS-E | FCW2125F1VA
2940 |  |  |  | "StackPort2/1" | STACK-T1-50CM | MOC2123A0QH
2941 |  |  |  | "StackPort2/2" | STACK-T1-50CM | LCC2120GD3J
2942 |  |  |  | "Switch 2 - Power Supply A" | PWR-C1-715WAC | DCA2120G03X
2943 |  |  |  | "Switch 2 - Power Supply B" | PWR-C1-715WAC | DCA2120G6YQ
2944 |  |  |  | "4x10G Uplink Module" | C3850-NM-4-10G | FOC21334G03
2945 |  |  |  | "SFP-10GBase-SR" | SFP-10G-SR-S | FNS212415ZU
2946 |  |  |  | "10/100/1000BaseTX SFP" | GLC-TE | AVC212027UF
2947 |  |  |  | "10/100/1000BaseTX SFP" | GLC-TE | AVC212027U0
2948 |  |  |  | "10/100/1000BaseTX SFP" | GLC-TE | AVC212027U9
2949 |  |  |  | "10/100/1000BaseTX SFP" | GLC-TE | AVC212027U1
2950 |  |  |  | "10/100/1000BaseTX SFP" | GLC-TE | AVC212027UB
2951 |  |  |  | "10/100/1000BaseTX SFP" | GLC-TE | AVC212027U8
2952 |  |  |  | "SFP-10GBase-SR" | SFP-10G-SR | FNS21010H2L
2953 |  |  |  | "SFP-10GBase-SR" | SFP-10G-SR-S | FNS212416CW
2954 |  |  |  | "SFP-10GBase-SR" | SFP-10G-SR | AVD2109AA3F
2955 |  |  |  | "SFP-10GBase-SR" | SFP-10G-SR-S | FNS212416J3
2956 |  |  |  | "SFP-10GBase-SR" | SFP-10G-SR | FNS21010H2R
2957 |  |  |  | "SFP-10GBase-SR" | SFP-10G-SR | AVD2041AL7J
2958 |  |  |  | "SFP-10GBase-SR" | SFP-10G-SR-S | FNS212416HZ
2959 |  |  |  | "10/100/1000BaseTX SFP" | GLC-T | 00000MTC1547017
2960 |  |  |  | "10/100/1000BaseTX SFP" | GLC-TE | AVC212027U4
2961 |  |  |  | "SFP-10GBase-SR" | SFP-10G-SR-S | FNS212416DN
2962 |  |  |  | "SFP-10GBase-SR" | SFP-10G-SR-S | FNS212416BJ
2963 |  |  |  | "SFP-10GBase-SR" | SFP-10G-SR-S | FNS212416CU
2964 |  |  |  | "SFP-10GBase-SR" | SFP-10G-SR-S | FNS21240HF5
2965 |  |  |  | "SFP-10GBase-SR" | SFP-10G-SR | JUR1933GCZD
2966 |  |  |  | "SFP-10GBase-SR" | SFP-10G-SR-S | FNS212414UG
2967 |  |  |  | "SFP-10GBase-SR" | SFP-10G-SR-S | FNS212416DW
2968 |  |  |  | "SFP-10GBase-SR" | SFP-10G-SR-S | FNS212416B7
2969 |  |  | GRUPOWANIE | "c36xx Stack" | WS-C3650-24TD | FDO2126V0W1
2970 |  |  |  | "WS-C3650-24TD-S" | WS-C3650-24TD-S | FDO2126V0W1
2971 |  |  |  | "Switch 1 - Power Supply A" | PWR-C2-250WAC | DCB2119D98G
2972 |  |  |  | "Switch 1 - Power Supply B" | PWR-C2-250WAC | DCB2119D974
2973 |  |  |  | "SFP-10GBase-SR" | SFP-10G-SR-S | FNS212415T4
2974 |  |  |  | "SFP-10GBase-SR" | SFP-10G-SR-S | FNS212416CB
2975 |  |  |  | "WS-C3650-24TD-S" | WS-C3650-24TD-S | FDO2126V0V5
2976 |  |  |  | "Switch 2 - Power Supply A" | PWR-C2-250WAC | LIT21192576
2977 |  |  |  | "Switch 2 - Power Supply B" | PWR-C2-250WAC | LIT211925SZ
2978 |  |  |  | "SFP-10GBase-SR" | SFP-10G-SR-S | FNS212414XX
2979 |  |  |  | "SFP-10GBase-SR" | SFP-10G-SR-S | FNS212416C1
2980 |  |  | GRUPOWANIE | "WS-C3560X-48P" | WS-C3560X-48PF-S | FDO1547Z0NC
2981 |  |  |  | "FRU Power Supply" | C3KX-PWR-1100WAC | LIT153801EU
2982 |  |  |  | "FRULink 1G Module" | C3KX-NM-1G | FDO154610N6
2983 |  |  |  | "10/100/1000BaseTX SFP" | GLC-T | MTC154700HC
2984 |  |  | GRUPOWANIE | "CISCO2951/K9 chassis | CISCO2951/K9 | FGL154811NN
2985 |  |  |  | "VWIC3-1MFT-T1/E1 - 1-Port RJ-48 Multiflex Trunk - T1/E1" | VWIC3-1MFT-T1/E1 | FOC15455AMS
2986 |  |  |  | "2nd generation four port FXO voice interface daughtercard" | VIC2-4FXO | FOC154414WP
2987 |  |  |  | "2nd generation four port FXO voice interface daughtercard" | VIC2-4FXO | FOC154415L8
2988 |  |  |  | "PVDM3 DSP DIMM with 64 Channels" | PVDM3-64 | FOC15421H9N
2989 |  |  |  | "Internal Services Module with Services Ready Engine" | ISM-SRE-300-K9 | FOC15410BNE
2990 |  |  |  | "C2921/C2951 AC Power Supply" | PWR-2921-51-AC | DCA1540K3SE
2991 |  |  | GRUPOWANIE | "CISCO3945-CHASSIS" | CISCO3945-CHASSIS | FCZ1946603V
2992 |  |  |  | "Cisco Services Performance Engine 150 for Cisco 3900 ISR" | C3900-SPE150/K9 | FOC19312SRR
2993 |  |  |  | "Internal Services Module - Crypto Engine" | ISM-VPN-39 | FOC1936520W
2994 |  |  |  | "C3900 AC Power Supply 1" | PWR-3900-AC | SNI1924C9BA
2995 |  |  |  | "C3900 AC Power Supply 2" | PWR-3900-AC | SNI1924C8V7
2996 |  |  | GRUPOWANIE | Cisco ASA 5545-X Adaptive Security Appliance | Cisco ASA 5545-X Adaptive Security Appliance | FCH1942J8EK
2997 |  |  |  | "ASA 5545-X with SW | ASA5545 | FGL194640LJ
2998 |  |  |  | "ASA 5545-X/5555-X AC Power Supply" | ASA-PWR-AC | 5B216F
2999 |  |  |  | "ASA 5545-X/5555-X AC Power Supply" | ASA-PWR-AC | 5B216B
3000 |  |  |  | "Model Number Micron_M550_MTFDDAK128MAY" | N/A | MXA193902UL
3001 |  |  |  | "Model Number Micron_M550_MTFDDAK128MAY" | N/A | MXA193902W0
3002 |  |  | GRUPOWANIE | Cisco ASA 5545-X Adaptive Security Appliance | Cisco ASA 5545-X Adaptive Security Appliance | FCH1942J8SF
3003 |  |  |  | "ASA 5545-X with SW | ASA5545 | FGL194640BF
3004 |  |  |  | "ASA 5545-X/5555-X AC Power Supply" | ASA-PWR-AC | 5AM1PN
3005 |  |  |  | "ASA 5545-X/5555-X AC Power Supply" | ASA-PWR-AC | 5AK16J
3006 |  |  |  | "Model Number Micron_M550_MTFDDAK128MAY" | N/A | MXA193902SS
3007 |  |  |  | "Model Number Micron_M550_MTFDDAK128MAY" | N/A | MXA193902UX
3008 |  |  | GRUPOWANIE | WS-C3560X-24P-S | WS-C3560X-24P-S | FDO1718R2DV
3009 |  |  | GRUPOWANIE | CISCO1941/K9 | CISCO1941/K9 | FHK1427700H
3010 |  |  | GRUPOWANIE | SFP-10G-SR-S= | SFP-10G-SR-S= | FNS21240DM5
3011 |  |  | GRUPOWANIE | GLC-SX-MMD= | GLC-SX-MMD= | OPM21210BLH
3012 |  |  | GRUPOWANIE | GLC-SX-MMD= | GLC-SX-MMD= | OPM21210BML
3013 |  |  | GRUPOWANIE | GLC-SX-MMD= | GLC-SX-MMD= | OPM21210BL9
3014 |  |  | GRUPOWANIE | GLC-SX-MMD= | GLC-SX-MMD= | OPM21210BME
3015 |  |  | GRUPOWANIE | GLC-SX-MMD= | GLC-SX-MMD= | OPM21210BMK
3016 |  |  | GRUPOWANIE | GLC-SX-MMD= | GLC-SX-MMD= | OPM21210BHX
3017 |  |  | GRUPOWANIE | GLC-SX-MMD= | GLC-SX-MMD= | OPM21210BL2
3018 |  |  | GRUPOWANIE | GLC-SX-MMD= | GLC-SX-MMD= | OPM21210BMF
3019 |  |  | GRUPOWANIE | GLC-SX-MMD= | GLC-SX-MMD= | OPM21210BMG
3020 |  |  | GRUPOWANIE | GLC-SX-MMD= | GLC-SX-MMD= | OPM21210BLG
3021 |  |  | GRUPOWANIE | GLC-SX-MMD= | GLC-SX-MMD= | OPM21210BL8
3022 |  |  | GRUPOWANIE | GLC-SX-MMD= | GLC-SX-MMD= | OPM21210BAB
3023 |  |  | GRUPOWANIE | MEM-3900-2GB= | MEM-3900-2GB= | MXA2103CSL3
3024 |  |  | GRUPOWANIE | MEM-3900-2GB= | MEM-3900-2GB= | MXA2103CSL4
3025 |  |  | GRUPOWANIE | MEM-2951-2GB= | MEM-2951-2GB= | MXA2103CSL0
3026 | Jordania---Amman---AMB | Jordania---Amman---AMB: Ambasada Rzeczypospolitej Polskiej w Jordańskim Królestwie Haszymidzkim,Jordania,Amman,11194,3, Mahmoud Seif Al-Din Al-Irani Str, Al-Tla Al-Sharqi | GRUPOWANIE | CISCO2921/K9 | CISCO2921/K9 | FCZ173760HF
3027 |  |  |  | VWIC3-1MFT-T1/E1 | VWIC3-1MFT-T1/E1 | FOC173435DE
3028 |  |  |  | VIC3-4FXS/DID | VIC3-4FXS/DID | FOC1731376N
3029 |  |  |  | VIC2-4FXO | VIC2-4FXO | FOC17306CMC
3030 |  |  |  | PVDM3-64 | PVDM3-64 | FOC17323LF9
3031 |  |  |  | ISM-SRE-300-K9 | ISM-SRE-300-K9 | FOC17183NWS
3032 |  |  |  | PWR-2921-51-AC | PWR-2921-51-AC | QCS1723H0PY
3033 |  |  | GRUPOWANIE | WS-C3560X-48PF-S | WS-C3560X-48PF-S | FDO1728H0Y8
3034 |  |  |  | C3KX-PWR-1100WAC | C3KX-PWR-1100WAC | LIT171811SB
3035 |  |  |  | C3KX-NM-1G | C3KX-NM-1G | FDO17301UD5
3036 |  |  |  | 10/100/1000BaseTX SFP | Unspecified | AGM154421LJ
3037 |  |  | GRUPOWANIE | WS-C3560X-24P-S | WS-C3560X-24P-S | FDO1723R1PD
3038 |  |  |  | C3KX-PWR-350WAC | C3KX-PWR-350WAC | LIT171702QD
3039 |  |  |  | C3KX-NM-1G | C3KX-NM-1G | FDO17322DKS
3040 | Kanada---Ottawa---AMB | Kanada---Ottawa---AMB: Ambasada Rzeczypospolitej Polskiej w Kanadzie,Kanada,Ottawa,K1N 6H3,443 DALY AVE | GRUPOWANIE | CISCO2921/K9 | CISCO2921/K9 | FTX1549AKY2
3041 |  |  |  | VIC2-4FXO | VIC2-4FXO | FOC154415EW
3042 |  |  |  | VIC3-4FXS/DID | VIC3-4FXS/DID | FOC154416EC
3043 |  |  |  | VIC3-4FXS/DID | VIC3-4FXS/DID | FOC15441797
3044 |  |  |  | PVDM3-32 | PVDM3-32 | FOC15452S6Z
3045 |  |  |  | ISM-SRE-300-K9 | ISM-SRE-300-K9 | FOC15454E34
3046 |  |  |  | PWR-2921-51-AC | PWR-2921-51-AC | DCA1542K11X
3047 |  |  | GRUPOWANIE | WS-C3560X-48PF-S | WS-C3560X-48PF-S | FDO1546R1MA
3048 |  |  |  | C3KX-PWR-1100WAC | C3KX-PWR-1100WAC | LIT153801KT
3049 |  |  |  | C3KX-NM-1G | C3KX-NM-1G | FDO154610JP
3050 |  |  | GRUPOWANIE | WS-C3560X-48PF-S | WS-C3560X-48PF-S | FDO1546V1GU
3051 |  |  |  | C3KX-PWR-1100WAC | C3KX-PWR-1100WAC | LIT153801KV
3052 |  |  |  | C3KX-NM-1G | C3KX-NM-1G | FDO154610GL
3053 | Kanada---Toronta---KG | Kanada---Toronto---KG: Konsulat Generalny Rzeczypospolitej Polskiej w Toronto,Kanada,Toronto,M8V 1G5,2603 Lakeshore Blvd. W. | GRUPOWANIE | CISCO2921/K9 | CISCO2921/K9 | FTX1549AKTH
3054 |  |  |  | VIC2-4FXO | VIC2-4FXO | FOC15317K4S
3055 |  |  |  | VIC2-4FXO | VIC2-4FXO | FOC154415HC
3056 |  |  |  | VIC3-4FXS/DID | VIC3-4FXS/DID | FOC154416ZM
3057 |  |  |  | PVDM3-32 | PVDM3-32 | FOC15452SCW
3058 |  |  |  | ISM-SRE-300-K9 | ISM-SRE-300-K9 | FOC15454E6Q
3059 |  |  |  | PWR-2921-51-AC | PWR-2921-51-AC | DCA1542K10M
3060 |  |  | GRUPOWANIE | WS-C3560X-48PF-S | WS-C3560X-48PF-S | FDO1547Z0P4
3061 |  |  |  | C3KX-PWR-1100WAC | C3KX-PWR-1100WAC | LIT153801EB
3062 |  |  |  | C3KX-NM-1G | C3KX-NM-1G | FDO154610FQ
3063 |  |  | GRUPOWANIE | WS-C3560X-24P-S | WS-C3560X-24P-S | FDO1723Z0U5
3064 |  |  |  | C3KX-PWR-715WAC | C3KX-PWR-715WAC | DCB1714A0YA
3065 |  |  |  | C3KX-NM-1G | C3KX-NM-1G | FDO17301YFB
3066 |  |  | GRUPOWANIE | WS-C3560X-24P-S | WS-C3560X-24P-S | FDO1723Z0TW
3067 |  |  |  | C3KX-PWR-715WAC | C3KX-PWR-715WAC | DCB1714A0Y9
3068 |  |  |  | C3KX-NM-1G | C3KX-NM-1G | FDO17301ZQX
3069 |  |  | GRUPOWANIE | WS-C3560X-24P-S | WS-C3560X-24P-S | FDO1723Z0RB
3070 |  |  |  | C3KX-PWR-715WAC | C3KX-PWR-715WAC | DCB1714A10U
3071 |  |  |  | C3KX-NM-1G | C3KX-NM-1G | FDO17301ZTB
3072 |  |  | GRUPOWANIE | ASA5506-K9 | ASA5506-K9 | JMX2331X02L
3073 |  |  |  | ASA5506-PWR-AC | ASA5506-PWR-AC | LIT23213JR2
3074 |  |  |  | ASA5506-SSD | ASA5506-SSD | STP231103P6
3075 | Kanada---Vancouver--- KG | Konsulat Generalny Rzeczypospolitej Polskiej w Vancouver 1600 - 1177 West Hastings Street V6E 2K3 Vancouver, Kanada | GRUPOWANIE | CISCO2921/K9 | CISCO2921/K9 | FCZ17417051
3076 |  |  |  | VIC3-4FXS/DID | VIC3-4FXS/DID | FOC17385JXF
3077 |  |  |  | VIC3-4FXS/DID | VIC3-4FXS/DID | FOC17385JK7
3078 |  |  |  | VIC2-2BRI-NT/TE | VIC2-2BRI-NT/TE | FOC173487YL
3079 |  |  |  | VIC2-4FXO | VIC2-4FXO | FOC17306CYT
3080 |  |  |  | PVDM3-64 | PVDM3-64 | FOC17367E8Y
3081 |  |  |  | SM-SRE-910-K9 | SM-SRE-910-K9 | FOC1737675F
3082 |  |  |  | ISM-SRE-300-K9 | ISM-SRE-300-K9 | FOC17373M0B
3083 |  |  |  | PWR-2921-51-AC | PWR-2921-51-AC | QCS1728H10U
3084 |  |  | GRUPOWANIE | WS-C3560X-48PF-S | WS-C3560X-48PF-S | FDO1732H0A6
3085 |  |  |  | C3KX-PWR-1100WAC | C3KX-PWR-1100WAC | LIT1720147M
3086 |  |  |  | C3KX-NM-1G | C3KX-NM-1G | FDO173704V8
3087 |  |  | GRUPOWANIE | WS-C3560X-24P-S | WS-C3560X-24P-S | FDO1736Z21G
3088 |  |  |  | C3KX-PWR-715WAC | C3KX-PWR-715WAC | DCB1723A26L
3089 |  |  |  | C3KX-NM-1G | C3KX-NM-1G | FDO174113AQ
3090 |  |  | GRUPOWANIE | WS-C3560X-24P-S | WS-C3560X-24P-S | FDO1736Z226
3091 |  |  |  | C3KX-PWR-715WAC | C3KX-PWR-715WAC | DCB1723A26Q
3092 |  |  |  | C3KX-NM-1G | C3KX-NM-1G | FDO17411P81
3093 | Kanada---Montreal--- KG | Konsulat Generalny Rzeczypospolitej Polskiej w Montrealu 3501, Avenue du Musée QC H3G 2C8 Montreal, Kanada | GRUPOWANIE | ISR4351/K9 | ISR4351/K9 | FLM2123W1G3
3094 |  |  |  | PWR-4450-AC | PWR-4450-AC | DCA2113X3X8
3095 |  |  |  | Cisco ISR4450, ISR4350 Fan Assembly | ACS-4450-FANASSY | N/A
3096 |  |  |  | Cisco ISR4351 Built-In NIM controller | ISR4351/K9 | N/A
3097 |  |  |  | NIM-1MFT-T1/E1 | NIM-1MFT-T1/E1 | FOC2115685B
3098 |  |  |  | PVDM4-64 | PVDM4-64 | FOC21195JPF
3099 |  |  |  | NIM-2FXS/4FXO | NIM-2FXS/4FXO | FOC21207NNF
3100 |  |  |  | NIM-4G-LTE-NA | NIM-4G-LTE-NA | FOC21207PG5
3101 |  |  |  | MC7354 4G-NA | MC7354 4G-NA | 356734060453432
3102 |  |  |  | ISR4351-3x1GE | ISR4351-3x1GE | JAB092709EL
3103 |  |  |  | Cisco ISR4351 Built-In SM controller | ISR4351/K9 | N/A
3104 |  |  |  | UCS-E160S-M3/K9 | UCS-E160S-M3/K9 | FOC21094TEQ
3105 |  |  |  | Cisco ISR4351 Built-In SM controller | ISR4351/K9 | N/A
3106 |  |  |  | SM-X-ES3-24-P | SM-X-ES3-24-P | FOC204719F1
3107 |  |  |  | ISR4351/K9 | ISR4351/K9 | FDO21131KPX
3108 |  |  |  | Cisco ISR4351 Forwarding Processor | ISR4351/K9 | N/A
3109 |  |  | GRUPOWANIE | WS-C3560X-24P-S | WS-C3560X-24P-S | FDO1720Z0HU
3110 |  |  |  | C3KX-PWR-715WAC | C3KX-PWR-715WAC | LIT17151QEX
3111 |  |  |  | C3KX-NM-1G | C3KX-NM-1G | FDO172324AA
3112 |  |  | GRUPOWANIE | WS-C3560X-24P | WS-C3560X-24P | FDO1720Z0HD
3113 |  |  |  | C3KX-NM-1G | C3KX-NM-1G | FDO17241LE2
3114 |  |  |  | C3KX-PWR-715WAC | C3KX-PWR-715WAC | LIT17151QFS
3115 |  |  | GRUPOWANIE | ASA5506-K9 | ASA5506-K9 | JMX2343X01U
3116 |  |  |  | ASA5506-PWR-AC | ASA5506-PWR-AC | LIT23194MYW
3117 |  |  |  | ASA5506-SSD | ASA5506-SSD | STP23200WMX
3118 | Katar---Doha-AMB-WK | Katar---Doha-AMB-WK: Ambasada Rzeczypospolitej Polskiej w Państwie Katar Al-Qutaifiya 66, Str.No.519, Saha 49 P.O. Box 23380 Doha, Katar | GRUPOWANIE | CISCO2921/K9 | CISCO2921/K9 | FGL1940102K
3119 |  |  |  | VIC3-4FXS/DID | VIC3-4FXS/DID | FOC193077YR
3120 |  |  |  | VIC2-2FXO | VIC2-2FXO | FOC1922186T
3121 |  |  |  | PVDM3-64 | PVDM3-64 | FOC193814GP
3122 |  |  |  | UCS-E140D-M1/K9 | UCS-E140D-M1/K9 | FOC19178X1T
3123 |  |  |  | ISM-SRE-300-K9 | ISM-SRE-300-K9 | FOC193511PZ
3124 |  |  |  | PWR-2921-51-AC | PWR-2921-51-AC | QCS19190RY1
3125 |  |  | GRUPOWANIE | WS-C3560X-48PF-S | WS-C3560X-48PF-S | FDO1929F3WN
3126 |  |  |  | C3KX-PWR-1100WAC | C3KX-PWR-1100WAC | LIT19180F8N
3127 |  |  |  | C3KX-NM-1G | C3KX-NM-1G | FDO19300PEC
3128 | Kazachstan---Ałmaty---KG | Kazachstan---Ałmaty---KG: Konsulat Generalny Rzeczypospolitej Polskiej w Ałmaty,Kazachstan,Ałmaty,05 0059,Dżarkencka 9 / róg ulicy Iskanderowa 11/13 | GRUPOWANIE | CISCO2921/K9 | CISCO2921/K9 | FGL173011R3
3129 |  |  |  | VIC2-4FXO | VIC2-4FXO | FOC17294EDZ
3130 |  |  |  | VIC2-4FXO | VIC2-4FXO | FOC17294EG0
3131 |  |  |  | VIC3-4FXS/DID | VIC3-4FXS/DID | FOC17295A9G
3132 |  |  |  | PVDM3-128 | PVDM3-128 | FOC17177XFX
3133 |  |  |  | SM-SRE-910-K9 | SM-SRE-910-K9 | FOC17279DUG
3134 |  |  |  | ISM-SRE-300-K9 | ISM-SRE-300-K9 | FOC17227CJY
3135 |  |  |  | PWR-2921-51-AC | PWR-2921-51-AC | DCA1726K0S0
3136 |  |  | GRUPOWANIE | WS-C3560X-48PF-S | WS-C3560X-48PF-S | FDO1721H04C
3137 |  |  |  | C3KX-PWR-1100WAC | C3KX-PWR-1100WAC | LIT17160MWK
3138 |  |  |  | C3KX-NM-1G | C3KX-NM-1G | FDO17251X4X
3139 | Kazachstan---Astana---AMB-WK | Kazachstan---Astana---AMB-WK: Ambasada Rzeczypospolitej Polskiej w Republice Kazachstanu,Kazachstan,Astana,01 0000,Saryarka 15, Biznes Centrum | GRUPOWANIE | CISCO2921/K9 | CISCO2921/K9 | FGL165112TP
3140 |  |  |  | VWIC3-1MFT-T1/E1 | VWIC3-1MFT-T1/E1 | FOC16484D3Y
3141 |  |  |  | VIC3-4FXS/DID | VIC3-4FXS/DID | FOC164700H6
3142 |  |  |  | PVDM3-32 | PVDM3-32 | FOC164674UV
3143 |  |  |  | PVDM3-64 | PVDM3-64 | FOC16490V69
3144 |  |  |  | ISM-SRE-300-K9 | ISM-SRE-300-K9 | FOC164852KA
3145 |  |  |  | PWR-2921-51-AC | PWR-2921-51-AC | QCS1644H0HF
3146 |  |  | GRUPOWANIE | WS-C3560X-48PF-S | WS-C3560X-48PF-S | FDO1644P2Z8
3147 |  |  |  | C3KX-PWR-1100WAC | C3KX-PWR-1100WAC | LIT16470EF9
3148 |  |  |  | C3KX-NM-1G | C3KX-NM-1G | FDO16501L1W
3149 | Kenia---Nairobi---AMB-WK | Kenia---Nairobi---AMB-WK: Ambasada Rzeczypospolitej Polskiej w Republice Kenii Red Hill Rd. 58 (off Limuru Road); PO. BOX 352-00621 00100 Nairobi, Kenia | GRUPOWANIE | CISCO2921/K9 | CISCO2921/K9 | FCZ1746602S
3150 |  |  |  | VIC3-4FXS/DID | VIC3-4FXS/DID | FOC174230XF
3151 |  |  |  | VIC2-2BRI-NT/TE | VIC2-2BRI-NT/TE | FOC1742779Y
3152 |  |  |  | VIC2-4FXO | VIC2-4FXO | FOC17316MRG
3153 |  |  |  | VIC2-4FXO | VIC2-4FXO | FOC173321ZF
3154 |  |  |  | PVDM3-32 | PVDM3-32 | FOC17413K0R
3155 |  |  |  | ISM-SRE-300-K9 | ISM-SRE-300-K9 | FOC17384C5L
3156 |  |  |  | PWR-2921-51-AC | PWR-2921-51-AC | QCS1706H21P
3157 |  |  | GRUPOWANIE | WS-C3560X-48PF-S | WS-C3560X-48PF-S | FDO1727P1CK
3158 |  |  |  | C3KX-PWR-1100WAC | C3KX-PWR-1100WAC | LIT17180YRK
3159 |  |  |  | C3KX-NM-1G | C3KX-NM-1G | FDO17322DNT
3160 |  |  | GRUPOWANIE | WS-C3560X-24P-S | WS-C3560X-24P-S | FDO1644P0AW
3161 |  |  |  | C3KX-PWR-715WAC | C3KX-PWR-715WAC | DCB1723A214
3162 |  |  |  | C3KX-NM-1G | C3KX-NM-1G | FDO174113U1
3163 | Kolumbia---Bogota---AMB-WK | Kolumbia---Bogota---AMB-WK: Ambasada Rzeczypospolitej Polskiej w Republice Kolumbii Cra 21 Bis No 104A - 15 Bogota, Kolumbia | GRUPOWANIE | CISCO2921/K9 | CISCO2921/K9 | FGL164610C8
3164 |  |  |  | VWIC3-1MFT-T1/E1 | VWIC3-1MFT-T1/E1 | FOC164538PJ
3165 |  |  |  | VIC2-4FXO | VIC2-4FXO | FOC16425ZYU
3166 |  |  |  | VIC3-4FXS/DID | VIC3-4FXS/DID | FOC16424YB5
3167 |  |  |  | PVDM3-32 | PVDM3-32 | FOC16431LJM
3168 |  |  |  | ISM-SRE-300-K9 | ISM-SRE-300-K9 | FOC16421MJU
3169 |  |  |  | PWR-2921-51-AC | PWR-2921-51-AC | QCS1636H2VL
3170 |  |  | GRUPOWANIE | WS-C3560X-24P-S | WS-C3560X-24P-S | FDO1630V1ZE
3171 |  |  |  | C3KX-PWR-715WAC | C3KX-PWR-715WAC | DTN1633K14M
3172 |  |  |  | C3KX-NM-1G | C3KX-NM-1G | FDO16341LVY
3173 | Korea Południowa---Seul---AMB-WK | Korea Południowa---Seul---AMB-WK: Ambasada Rzeczypospolitej Polskiej w Republice Korei Samcheong-ro 20-1, Jongno-Gu 03062 Seul, Korea Południowa | GRUPOWANIE | CISCO2921/K9 | CISCO2921/K9 | FTX1549AKY1
3174 |  |  |  | VIC2-4FXO | VIC2-4FXO | FOC154415E5
3175 |  |  |  | VIC2-4FXO | VIC2-4FXO | FOC154415TZ
3176 |  |  |  | PVDM3-32 | PVDM3-32 | FOC15452S66
3177 |  |  |  | ISM-SRE-300-K9 | ISM-SRE-300-K9 | FOC15454E9J
3178 |  |  |  | PWR-2921-51-AC | PWR-2921-51-AC | DCA1542K10T
3179 |  |  | GRUPOWANIE | WS-C3560X-48PF-S | WS-C3560X-48PF-S | FDO1547V0SG
3180 |  |  |  | C3KX-PWR-1100WAC | C3KX-PWR-1100WAC | LIT153801FK
3181 |  |  |  | C3KX-NM-1G | C3KX-NM-1G | FDO154610A0
3182 | Korea-Północna---Pjongyang-Ambasada | Korea-Północna---Pjongyang-Ambasada: Taedonggang - Munsudong, Pjongjang, Korea Północna | GRUPOWANIE | CISCO2951/K9 | CISCO2951/K9 | FGL154911RF
3183 |  |  |  | VIC2-4FXO | VIC2-4FXO | FOC15461X76
3184 |  |  |  | VIC2-4FXO | VIC2-4FXO | FOC15461XSJ
3185 |  |  |  | VIC3-4FXS/DID | VIC3-4FXS/DID | FOC15452MHN
3186 |  |  |  | PVDM3-64 | PVDM3-64 | FOC15452T4L
3187 |  |  |  | ISM-SRE-300-K9 | ISM-SRE-300-K9 | FOC15454E6W
3188 |  |  |  | PWR-2921-51-AC | PWR-2921-51-AC | DCA1543K21F
3189 |  |  | GRUPOWANIE | WS-C3560X-48PF-S | WS-C3560X-48PF-S | FDO1546V1BZ
3190 |  |  |  | C3KX-PWR-1100WAC | C3KX-PWR-1100WAC | LIT153801E1
3191 |  |  |  | C3KX-NM-1G | C3KX-NM-1G | FDO154610QB
3192 |  |  |  | GLC-T | GLC-T | MTC1544012Y
3193 |  |  |  | GLC-T | GLC-T | MTC154404TP
3194 |  |  |  | GLC-SX-MMD | GLC-SX-MMD | OPM22090Z3J
3195 |  |  |  | GLC-T | GLC-T | MTC154400KW
3196 |  |  |  | GLC-SX-MMD | GLC-SX-MMD | OPM221205BS
3197 |  |  | GRUPOWANIE | WS-C3560X-24P-S | WS-C3560X-24P-S | FDO1546R11S
3198 |  |  |  | C3KX-PWR-715WAC | C3KX-PWR-715WAC | LIT15390BZ5
3199 |  |  |  | C3KX-NM-1G | C3KX-NM-1G | FDO154610KK
3200 |  |  |  | GLC-T | GLC-T | MTC154400KB
3201 |  |  |  | GLC-SX-MMD | GLC-SX-MMD | OPM221205G7
3202 |  |  |  | GLC-SX-MMD | GLC-SX-MMD | OPM221205M5
3203 |  |  |  | GLC-SX-MMD | GLC-SX-MMD | OPM221205J5
3204 |  |  | GRUPOWANIE | WS-C3560CX-8TC-S | WS-C3560CX-8TC-S | FOC2104Y2VQ | 1
3205 |  |  | GRUPOWANIE | WS-C3560CX-8TC-S | WS-C3560CX-8TC-S | FOC2104Y30E | 1
3206 |  |  | GRUPOWANIE | WS-C3560CX-8TC-S | WS-C3560CX-8TC-S | FOC2104Y2WZ | 1
3207 |  |  | GRUPOWANIE | WS-C3560CX-8TC-S | WS-C3560CX-8TC-S | FOC2104Y310 | 1
3208 |  |  | GRUPOWANIE | WS-C3560CX-8TC-S | WS-C3560CX-8TC-S | FOC2104Y2YS | 1
3209 |  |  | GRUPOWANIE | CISCO2921-SEC/K9 | CISCO2921-SEC/K9 | FGL192612L6
3210 |  |  |  | PWR-2921-51-AC | PWR-2921-51-AC | DCA1921K24C
3211 | Kuba---Hawana---Ambasada | Kuba---Hawana---Ambasada:Ambasada Reczypospolitej Polskiej w Hawanie,Kuba,Havana,calle G No. 452, esq. a 19, Vedado, 10400 | GRUPOWANIE | CISCO2921/K9 | CISCO2921/K9 | FTX1548AHSB
3212 |  |  |  | VIC2-4FXO | VIC2-4FXO | FOC15420YSF
3213 |  |  |  | VIC3-4FXS/DID | VIC3-4FXS/DID | FOC154416GX
3214 |  |  |  | VIC3-4FXS/DID | VIC3-4FXS/DID | FOC154416VN
3215 |  |  |  | PVDM3-32 | PVDM3-32 | FOC15441G3L
3216 |  |  |  | ISM-SRE-300-K9 | ISM-SRE-300-K9 | FOC15454EAD
3217 |  |  |  | PWR-2921-51-AC | PWR-2921-51-AC | DCA1542K0DH
3218 |  |  | GRUPOWANIE | WS-C3560X-48PF-S | WS-C3560X-48PF-S | FDO1546W0TN
3219 |  |  |  | C3KX-PWR-1100WAC | C3KX-PWR-1100WAC | LIT153801MJ
3220 |  |  |  | C3KX-NM-1G | C3KX-NM-1G | FDO15451F90
3221 |  |  |  | 10/100/1000BaseTX SFP | Unspecified | AGM154523SD
3222 |  |  |  | 10/100/1000BaseTX SFP | Unspecified | AGM15452444
3223 | Kuwejt---Kuwejt---Ambasada | Kuwejt---Kuwejt---Ambasada:Kuwejt,Kuwejt,Al-Jabriya, Block 7, Street 3, Villa 20 P.O. Box 5066 Safat | GRUPOWANIE | CISCO2921/K9 | CISCO2921/K9 | FJC1922A1CY
3224 |  |  |  | EHWIC-4ESG-P | EHWIC-4ESG-P | FOC18483CWF
3225 |  |  |  | VWIC3-1MFT-T1/E1 | VWIC3-1MFT-T1/E1 | FOC19142MM9
3226 |  |  |  | VIC2-4FXO | VIC2-4FXO | FOC19203UGB
3227 |  |  |  | VIC3-4FXS/DID | VIC3-4FXS/DID | FOC191678V1
3228 |  |  |  | PVDM3-64 | PVDM3-64 | FOC19159VYT
3229 |  |  |  | UCS-E160D-M2/K9 | UCS-E160D-M2/K9 | FOC19160VQ9
3230 |  |  |  | ISM-SRE-300-K9 | ISM-SRE-300-K9 | FOC19153NKM
3231 |  |  |  | PWR-2921-51-AC | PWR-2921-51-AC | QCS19110P9M
3232 |  |  | GRUPOWANIE | WS-C3560X-24P-S | WS-C3560X-24P-S | FDO1919F3HS
3233 |  |  |  | C3KX-PWR-715WAC | C3KX-PWR-715WAC | DCB1910A0UL
3234 |  |  |  | C3KX-NM-1G | C3KX-NM-1G | FDO1920176Y
3235 | Liban---Bejrut---Ambasada | Liban---Bejrut---Ambasada:Liban,Bejrut,Av. President Suleiman Frangieh 52;Baabda - PO. BOX 40-215 Lebanon | GRUPOWANIE | CISCO2921/K9 | CISCO2921/K9 | FGL15501171
3236 |  |  |  | VIC2-4FXO | VIC2-4FXO | FOC15461X9D
3237 |  |  |  | VIC3-4FXS/DID | VIC3-4FXS/DID | FOC15457LY9
3238 |  |  |  | PVDM3-32 | PVDM3-32 | FOC154737XQ
3239 |  |  |  | ISM-SRE-300-K9 | ISM-SRE-300-K9 | FOC15463CD5
3240 |  |  |  | PWR-2921-51-AC | PWR-2921-51-AC | DCA1543K1TE
3241 |  |  | GRUPOWANIE | WS-C3560X-48PF-S | WS-C3560X-48PF-S | FDO1546Z0A7
3242 |  |  |  | C3KX-PWR-1100WAC | C3KX-PWR-1100WAC | LIT154409WL
3243 |  |  |  | C3KX-NM-1G | C3KX-NM-1G | FDO154620SV
3244 |  |  |  | GLC-T | GLC-T | MTC15470BB4
3245 |  |  |  | GLC-T | GLC-T | MTC15470BCP
3246 |  |  | GRUPOWANIE | ASA5506 | ASA5506 | JMX2345X1DJ
3247 |  |  |  | ADP-66CR/341-100346-01 | ADP-66CR/341-100346-01 | DAB2325GLK2
3248 | Litwa---Wilno---Ambasada | Litwa---Wilno---Ambasada: Ambasada Rzeczypospolitej Polskiej w Republice Litewskiej Šv. Jono g. 3 LT-01123 Wilno, Litwa | GRUPOWANIE | ISR4351/K9 | ISR4351/K9 | FDO2220A3DN
3249 |  |  |  | PWR-4450-AC | PWR-4450-AC | DCA2149X0FJ
3250 |  |  |  | Cisco ISR4450, ISR4350 Fan Assembly" | ACS-4450-FANASSY | N/A
3251 |  |  |  | Cisco ISR4351 Built-In NIM controller | ISR4351/K9 | N/A
3252 |  |  |  | NIM-1MFT-T1/E1 | NIM-1MFT-T1/E1 | FOC22044P2S
3253 |  |  |  | PVDM4-256 | PVDM4-256 | FOC22100B2W
3254 |  |  |  | NIM-4FXSP | NIM-4FXSP | FOC221683K6
3255 |  |  |  | NIM-4FXO | NIM-4FXO | FOC22060HW1
3256 |  |  |  | PVDM4-64 | PVDM4-64 | FOC221568U3
3257 |  |  |  | ISR4351-3x1GE | ISR4351-3x1GE | JAB092709EL
3258 |  |  |  | Cisco ISR4351 Built-In SM controller | ISR4351/K9 | N/A
3259 |  |  |  | Cisco ISR4351 Built-In SM controller | ISR4351/K9 | N/A
3260 |  |  |  | ISR4351/K9 | ISR4351/K9 | FDO221910FZ
3261 |  |  |  | Cisco ISR4351 Forwarding Processor | ISR4351/K9 | N/A
3262 |  |  | GRUPOWANIE | WS-C3650-24PS | WS-C3650-24PS | FDO2208I1X4
3263 |  |  |  | WS-C3650-24PS-S | WS-C3650-24PS-S | FDO2208I1X4
3264 |  |  |  | PWR-C2-640WAC | PWR-C2-640WAC | LIT21492CUG
3265 |  |  |  | PWR-C2-640WAC | PWR-C2-640WAC | LIT21492DES
3266 |  |  |  | GLC-SX-MMD | GLC-SX-MMD | OPM22080KU8
3267 |  |  |  | GLC-SX-MMD | GLC-SX-MMD | OPM22080KUH
3268 |  |  |  | GLC-SX-MMD | GLC-SX-MMD | OPM22080KUJ
3269 |  |  |  | GLC-SX-MMD | GLC-SX-MMD | OPM22080EM8
3270 |  |  | GRUPOWANIE | AIR-SAP16021-E-K9 | AIR-SAP16021-E-K9 | FGL1746S28K
3271 |  |  | GRUPOWANIE | WS-C3650-48PS | WS-C3650-48PS | FDO2205I1UK
3272 |  |  |  | WS-C3650-48PS-S | WS-C3650-48PS-S | FDO2205I1UK
3273 |  |  |  | PWR-C2-640WAC | PWR-C2-640WAC | DCB2202B19B
3274 |  |  |  | GLC-SX-MMD | GLC-SX-MMD | OPM22080KU0
3275 |  |  |  | GLC-SX-MMD | GLC-SX-MMD | OPM22080EM7
3276 |  |  | GRUPOWANIE | WS-C2960X-24PS-L | WS-C2960X-24PS-L | FCW2146B0MP
3277 |  |  | GRUPOWANIE | WS-C2960X-24PS-L | WS-C2960X-24PS-L | FCW2146B0P9
3278 |  |  |  | GLC-SX-MMD | GLC-SX-MMD | OPM22080KUF
3279 |  |  |  | GLC-SX-MMD | GLC-SX-MMD | OPM22080KZS
3280 |  |  | GRUPOWANIE | WS-C2960X-24PS-L | WS-C2960X-24PS-L | FCW2206B3HH
3281 |  |  | GRUPOWANIE | WS-C2960X-24PS-L | WS-C2960X-24PS-L | FCW2146B0P1
3282 |  |  | GRUPOWANIE | BE6M-M5-K9 | BE6M-M5-K9 | WZP22110QXR
3283 |  |  |  | 2.2 GHz 4114/85W 10C/13.75MB Cache/DDR4 2400MHz | BE6K-CPU | 78BA171600398
3284 |  |  |  | 16GB DDR4-2666-MHz RDIMM/PC4-21300/single rank/x4/1.2v | BE6K-RAM | S05EA1075037C0BC6F
3285 |  |  |  | 16GB DDR4-2666-MHz RDIMM/PC4-21300/single rank/x4/1.2v | BE6K-RAM | S05EA1075037C0BC9A
3286 |  |  |  | 16GB DDR4-2666-MHz RDIMM/PC4-21300/single rank/x4/1.2v | BE6K-RAM | S05EA1075037C0BC78
3287 |  |  |  | AL14SEB030N | BE6K-DISK | 38M0A0MVF8KC
3288 |  |  |  | AL14SEB030N | BE6K-DISK | 38M0A0LZF8KC
3289 |  |  |  | AL14SEB030N | BE6K-DISK | 38M0A0LSF8KC
3290 |  |  |  | AL14SEB030N | BE6K-DISK | 38M0A0LAF8KC
3291 |  |  |  | AL14SEB030N | BE6K-DISK | 38M0A0N5F8KC
3292 |  |  |  | AL14SEB030N | BE6K-DISK | 38M0A0M2F8KC
3293 |  |  |  | Cisco 12G Modular RAID controller with 2GB cache | BE6K-RAIDCTRLR | LSK2211047Y
3294 |  |  |  | Cisco UCS 770W AC Power Supply for Rack Server | BE6K-PSU | ART2206F69Y
3295 |  |  | GRUPOWANIE | AIR-SAP1602I-E-K9 | AIR-SAP1602I-E-K9 | FGL1902X4H2
3296 |  |  | GRUPOWANIE | VG310 chassis | VG310 | FCZ2213404C
3297 |  |  |  | VG310 - onboard 24 FXS voice interface | VG310 | FOC2206294Q
3298 |  |  |  | PVDM3-64 | PVDM3-64 | FOC22111FGX
3299 |  |  |  | PWR-VG3X0-AC | PWR-VG3X0-AC | N/A
3300 |  |  | GRUPOWANIE | WS-C2960CPD-8PT-L | WS-C2960CPD-8PT-L | FOC2046Y13A
3301 |  |  | GRUPOWANIE | WS-C3560X-48PF-S | WS-C3560X-48PF-S | FDO1547V0S5
3302 |  |  |  | C3KX-PWR-1100WAC | C3KX-PWR-1100WAC | LIT153801F4
3303 |  |  | GRUPOWANIE | C2921/K9 | C2921/K9 | FGL154814KL
3304 |  |  |  | VWIC3-1MFT-T1/E1 | VWIC3-1MFT-T1/E1 | FOC15455AF5
3305 |  |  |  | VIC3-4FXS/DID | VIC3-4FXS/DID | FOC15465KKQ
3306 |  |  |  | PVDM3-64 | PVDM3-64 | FOC15441F9V
3307 |  |  |  | ISM-SRE-300-K9 | ISM-SRE-300-K9 | FOC15454E9L
3308 |  |  |  | PWR-2921-51-AC | PWR-2921-51-AC | QCS1528H3C1
3309 | Luksemburg---Luksemburg---Ambasada | Luksemburg---Luksemburg---Ambasada:Luksemburg,Luksemburg,24 rue Guillaume SchneiderL-2522 | GRUPOWANIE | CISCO2921/K9 | CISCO2921/K9 | FCZ1551712W
3310 |  |  |  | VIC3-4FXS/DID | VIC3-4FXS/DID | FOC15441753
3311 |  |  |  | VIC2-2BRI-NT/TE | VIC2-2BRI-NT/TE | FOC16326KM8
3312 |  |  |  | PVDM3-32 | PVDM3-32 | FOC154738CU
3313 |  |  |  | PWR-2921-51-AC | PWR-2921-51-AC | DCA1542K314
3314 |  |  | GRUPOWANIE | WS-C3560X-24P-S | WS-C3560X-24P-S | FDO1546W0KH
3315 |  |  |  | C3KX-PWR-715WAC | C3KX-PWR-715WAC | LIT15390ABZ
3316 |  |  |  | C3KX-NM-1G | C3KX-NM-1G | FDO154918TA
3317 |  |  |  | GLC-T | GLC-T | 00000MTC1547049N
3318 |  |  |  | GLC-T | GLC-T | 00000MTC154703J4
3319 | Luksemburg---Luksemburg---SPUE | Luksemburg---Luksemburg---SPUE: 24 rue Guillaume Schneider, L-2522 Luksemburg, Luksemburg | GRUPOWANIE | CISCO1941/K9 | CISCO1941/K9 | FCZ194660CZ
3320 |  |  |  | HWIC-2FE | HWIC-2FE | FOC1934A6C3
3321 |  |  |  | ISM-VPN-19 | ISM-VPN-19 | FOC19200SV9
3322 | Łotwa---Ryga---Ambasada | Łotwa---Ryga---Ambasada: Mednieku iela 6b, LV-1010 Ryga, Łotwa | GRUPOWANIE | CISCO2951/K9 | CISCO2951/K9 | FGL1548106Y
3323 |  |  |  | VWIC3-1MFT-T1/E1 | VWIC3-1MFT-T1/E1 | FOC15423TZM
3324 |  |  |  | PVDM3-128 | PVDM3-128 | FOC15423NQT
3325 |  |  |  | ISM-SRE-300-K9 | ISM-SRE-300-K9 | FOC15424GDJ
3326 |  |  |  | PWR-2921-51-AC | PWR-2921-51-AC | QCS1536H0XP
3327 |  |  | GRUPOWANIE | WS-C3560X-48PF-S | WS-C3560X-48PF-S | FDO1546Z151
3328 |  |  |  | C3KX-PWR-1100WAC | C3KX-PWR-1100WAC | LIT153801AB
3329 |  |  |  | C3KX-NM-1G | C3KX-NM-1G | FDO154610C0
3330 |  |  | GRUPOWANIE | WS-C3560X-48PF-S | WS-C3560X-48PF-S | FDO1546V1H1
3331 |  |  |  | C3KX-PWR-1100WAC | C3KX-PWR-1100WAC | LIT153801BA
3332 |  |  |  | C3KX-NM-1G | C3KX-NM-1G | FDO154610AH
3333 |  |  | GRUPOWANIE | AIR-SAP1602I-E-K9 | AIR-SAP1602I-E-K9 | FGL1746S2AT
3334 |  |  | GRUPOWANIE | AIR-SAP1602I-E-K9 | AIR-SAP1602I-E-K9 | FGL1746S2B1
3335 | Macedonia - Skopje - AMB | Macedonia---Skopje---Ambasada:ul. Dimitar Pandilov 2a 1000 Skopje | GRUPOWANIE | CISCO2921/K9 chassis, Hw Serial DESC | CISCO2921/K9 PID | FGL1651113G
3336 |  |  |  | VWIC3-1MFT-T1/E1 - 1-Port RJ-48 Multiflex Trunk - T1/E1 | VWIC3-1MFT-T1/E1 - 1-Port RJ-48 Multiflex Trunk - T1/E1 on Slot 0 SubSlot 0 | FOC16484D8X
3337 |  |  |  | 3rd generation four port FXS DID voice interface daughtercard | 3rd generation four port FXS DID voice interface daughtercard on Slot 0 SubSlot 1 | FOC16484DNL
3338 |  |  |  | PVDM3 DSP DIMM with 64 Channels | PVDM3 DSP DIMM with 64 Channels on Slot 0 SubSlot 4 | FOC16456GFG
3339 |  |  |  | Internal Services Module with Services Ready Engine | Internal Services Module with Services Ready Engine on Slot 0 | FOC164852RA
3340 |  |  |  | C2921/C2951 AC Power Supply | PWR-2921-51-AC | DCA1646K212
3341 |  |  |  | WS-C3560X-48P | WS-C3560X-48PF-S | FDO1622R1D8
3342 |  |  |  | FRU Power Supply | C3KX-PWR-1100WAC | LIT16090NJN
3343 |  |  |  | FRULink 1G Module | C3KX-NM-1G | FDO16440UZZ
3344 | Malezja - Kuala lumpur - AMB | Malezja---Kulalumpur---Ambasada: Malezja,Kulalumpur, No 10, Lorong Damai 9 Off Jalan Damai 55000 Kuala Lumpur | GRUPOWANIE | CISCO2921/K9 chassis, Hw Seria | CISCO2921/K9 | FGL192010N9
3345 |  |  |  | 4 Port GE POE EHWIC Switch | EHWIC-4ESG-P | FOC19066PDV
3346 |  |  |  | VWIC3-1MFT-T1/E1 - 1-Port RJ-48 Multiflex Trunk - T1/E1 | VWIC3-1MFT-T1/E1 | FOC19166W08
3347 |  |  |  | 2nd generation four port FXO voice interface daughtercard | VIC2-4FXO | FOC19159MT2
3348 |  |  |  | 3rd generation four port FXS DID voice interface daughtercard | VIC3-4FXS/DID | FOC19181XP1
3349 |  |  |  | PVDM3 DSP DIMM with 64 Channels | PVDM3-64 | FOC19168LKG
3350 |  |  |  | UCSE Server Module | UCS-E160D-M2/K9 | FOC191271SV
3351 |  |  |  | Internal Services Module with Services Ready Engine | ISM-SRE-300-K9 | FOC1917390S
3352 |  |  |  | C2921/C2951 AC Power Supply | PWR-2921-51-AC | DCA1915K1JK
3353 |  |  | GRUPOWANIE | WS-C3560X-24P | WS-C3560X-24P-S | FDO1745R012
3354 |  |  |  | FRU Power Supply | C3KX-PWR-715WAC | LIT17360B1U
3355 |  |  |  | FRULink 1G Module | C3KX-NM-1G | FDO17321N0N
3356 |  |  |  | WS-C3560X-24P | WS-C3560X-24P-S | FDO1911H0LL
3357 |  |  |  | FRU Power Supply | C3KX-PWR-715WAC | DCB1905A1AG
3358 |  |  |  | FRULink 1G Module | C3KX-NM-1G | FDO191902GA
3359 |  |  | GRUPOWANIE | WS-C3560X-24P-S | WS-C3560X-24P-S | FDO1745R012
3360 |  |  |  | C3KX-PWR-715WAC | C3KX-PWR-715WAC | LIT17360B1U
3361 |  |  |  | C3KX-NM-1G | C3KX-NM-1G | FDO17321N0N
3362 |  |  | GRUPOWANIE | WS-C3560X-24P-S | WS-C3560X-24P-S | FDO1911H0LL
3363 |  |  |  | C3KX-PWR-715WAC | C3KX-PWR-715WAC | DCB1905A1AG
3364 |  |  |  | C3KX-NM-1G | C3KX-NM-1G | FDO191902GA
3365 | Maroko - Rabat - AMB | Maroko---Rabat---Ambasada:Maroko,Rabat,23, av. Oqbah BP. 425 10 090 Rabat - Agdal | GRUPOWANIE | CISCO2921/K9 chassis, Hw Serial#: FGL155111M9, Hw Revision: 1.0 | CISCO2921/K9 | FGL155111M9
3366 |  |  |  | 2nd generation four port FXO voice interface daughtercard | VIC2-4FXO | FOC15476P7X
3367 |  |  |  | 3rd generation four port FXS DID voice interface daughtercard | VIC3-4FXS/DID | FOC15465KQZ
3368 |  |  |  | 3rd generation four port FXS DID voice interface daughtercard | VIC3-4FXS/DID | FOC15465KG5
3369 |  |  |  | PVDM3 DSP DIMM with 32 Channels | PVDM3-32 | FOC154737RF
3370 |  |  |  | Internal Services Module with Services Ready Engine | ISM-SRE-300-K9 | FOC15492J19
3371 |  |  |  | C2921/C2951 AC Power Supply | PWR-2921-51-AC | DCA1548K1GJ
3372 |  |  | GRUPOWANIE | WS-C3560X-48P | WS-C3560X-48PF-S | FDO1548K1D8
3373 |  |  |  | FRU Power Supply | C3KX-PWR-1100WAC | LIT1547140F
3374 |  |  |  | FRULink 1G Module | C3KX-NM-1G | FDO1549198V
3375 | Meksyk - Meksyk - AMB | Meksyk---Meksyk---Ambasada:Ambasada Rzeczypospolitej w Meksyku,Meksyk,Calle Cracovia 40, Colonia San Ángel 01000 Ciudad de México | GRUPOWANIE | CISCO2921/K9 chassis, Hw Serial#: FTX1549ALF7, Hw Revision: 1.0 | CISCO2921/K9 | FTX1549ALF7
3376 |  |  |  | VWIC3-1MFT-T1/E1 - 1-Port RJ-48 Multiflex Trunk - T1/E1 | VWIC3-1MFT-T1/E1 | FOC15423TSS
3377 |  |  |  | 3rd generation four port FXS DID voice interface daughtercard | VIC3-4FXS/DID | FOC15441794
3378 |  |  |  | 3rd generation four port FXS DID voice interface daughtercard | VIC3-4FXS/DID | FOC1544173D
3379 |  |  |  | PVDM3 DSP DIMM with 64 Channels | PVDM3-64 | FOC15393A76
3380 |  |  |  | Internal Services Module with Services Ready Engine | ISM-SRE-300-K9 | FOC15454E82
3381 |  |  |  | C2921/C2951 AC Power Supply | PWR-2921-51-AC | DCA1542K1V4
3382 |  |  | GRUPOWANIE | WS-C3560X-48P | WS-C3560X-48PF-S | FDO1546P0HK
3383 |  |  |  | FRU Power Supply | C3KX-PWR-1100WAC | LIT154112LZ
3384 |  |  |  | FRULink 1G Module | C3KX-NM-1G | FDO15471M46
3385 |  |  |  | 1000BaseSX SFP | GLC-SX-MMD | FNS223502RE
3386 |  |  |  | 1000BaseSX SFP | GLC-SX-MMD | FNS22320BN3
3387 |  |  | GRUPOWANIE | ASA 5506-X with SW, 8GE Data, 1GE Mgmt, AC | ASA5506 | JMX2346X0SP
3388 |  |  |  | ASA 5506-X SSD | ASA5506-SSD | STP23241DH6
3389 | Mołdawia- Kiszyniów - AMB | Mołdawia---Kiszyniow---Ambasada: Grenoble 126 A, MD-2019 Kiszyniów, Mołdawia | GRUPOWANIE | CISCO2921/K9 chassis, Hw Serial#: FCZ191860LL, Hw Revision: 1.0 | CISCO2921/K9 | FCZ191860LL
3390 |  |  |  | 4 Port GE POE EHWIC Switch | EHWIC-4ESG-P | FOC19066PC3
3391 |  |  |  | VWIC3-1MFT-T1/E1 - 1-Port RJ-48 Multiflex Trunk - T1/E1 | VWIC3-1MFT-T1/E1 | FOC19155Z45
3392 |  |  |  | 2nd generation four port FXO voice interface daughtercard | VIC2-4FXO | FOC191728VN
3393 |  |  |  | 3rd generation four port FXS DID voice interface daughtercard | VIC3-4FXS/DID | FOC191678Z3
3394 |  |  |  | PVDM3 DSP DIMM with 64 Channels | PVDM3-64 | FOC19168KLS
3395 |  |  |  | UCSE Server Module | UCS-E160D-M2/K9 | FOC19073D4T
3396 |  |  |  | Internal Services Module with Services Ready Engine | ISM-SRE-300-K9 | FOC19153NM2
3397 |  |  |  | C2921/C2951 AC Power Supply | PWR-2921-51-AC | QCS19030PRA
3398 |  |  | GRUPOWANIE | WS-C3560X-24P | WS-C3560X-24P-S | FDO1906P0XN
3399 |  |  |  | FRU Power Supply | C3KX-PWR-715WAC | LIT190303TW
3400 |  |  |  | FRULink 1G Module | C3KX-NM-1G | FDO1913137N
3401 |  |  | GRUPOWANIE | WS-C3560X-24P | WS-C3560X-24P-S | FDO1906F1ZR
3402 |  |  |  | FRU Power Supply | C3KX-PWR-715WAC | LIT19030356
3403 |  |  |  | FRULink 1G Module | C3KX-NM-1G | FDO1913137P
3404 | Mołdawia- Kiszyniów - WK | Mołdawia---Kiszyniow---Ambasada: Grenoble 126 A, MD-2019 Kiszyniów, Mołdawia | GRUPOWANIE | CISCO2921/K9 | CISCO2921/K9 | FGL191911AX
3405 |  |  |  | EHWIC-4ESG-P | EHWIC-4ESG-P | FOC191040KN
3406 |  |  |  | PWR-2921-51-AC | PWR-2921-51-AC | DCA1915K03G
3407 |  |  | GRUPOWANIE | WS-C3560X-24P-S | WS-C3560X-24P-S | FDO1906H0SJ
3408 |  |  |  | C3KX-PWR-715WAC | C3KX-PWR-715WAC | LIT190303SW
3409 |  |  |  | C3KX-NM-1G | C3KX-NM-1G | FDO19130D10
3410 | Niemcy - Berlin - AMB | Niemcy---Berlin---Ambasada/WK: Lassenstr. 19-21, 14193 Berlin, Niemcy | GRUPOWANIE | CISCO2951/K9 chassis, Hw Serial#: FTX1550ALCJ, Hw Revision: 1.1 | CISCO2951/K9 | FTX1550ALCJ
3411 |  |  |  | 3rd generation four port FXS DID voice interface daughtercard | VIC3-4FXS/DID | FOC15452MBJ
3412 |  |  |  | 3rd generation four port FXS DID voice interface daughtercard | VIC3-4FXS/DID | FOC15452MKW
3413 |  |  |  | PVDM3 DSP DIMM with 128 Channels | PVDM3-128 | FOC154738Z1
3414 |  |  |  | Services Module with Services Ready Engine | SM-SRE-710-K9 | FOC153001E2
3415 |  |  |  | C2921/C2951 AC Power Supply | PWR-2921-51-AC | QCS1540H1YS
3416 |  |  | GRUPOWANIE | WS-C3560X-48P | WS-C3560X-48PF-S | FDO1548P02H
3417 |  |  |  | FRU Power Supply | C3KX-PWR-1100WAC | LIT154003AK
3418 |  |  |  | FRULink 1G Module | C3KX-NM-1G | FDO1549100V
3419 |  |  | GRUPOWANIE | WS-C3560X-48P | WS-C3560X-48PF-S | FDO1548P01V
3420 |  |  |  | FRU Power Supply | C3KX-PWR-1100WAC | LIT154003AD
3421 |  |  |  | FRULink 1G Module | C3KX-NM-1G | FDO15491970
3422 |  |  | GRUPOWANIE | WS-C3560X-24P | WS-C3560X-24P-S | FDO1546Z0RN
3423 |  |  |  | FRU Power Supply | C3KX-PWR-715WAC | LIT1540084N
3424 |  |  |  | FRULink 1G Module | C3KX-NM-1G | FDO154910F7
3425 |  |  | GRUPOWANIE | WS-C3560X-24P | WS-C3560X-24P-S | FDO1546Z0RL
3426 |  |  |  | FRU Power Supply | C3KX-PWR-715WAC | LIT15400866
3427 |  |  |  | FRULink 1G Module | C3KX-NM-1G | FDO1549196Y
3428 |  |  | GRUPOWANIE | WS-C3560X-48P | WS-C3560X-48PF-S | FDO1548P01W
3429 |  |  |  | FRU Power Supply | C3KX-PWR-1100WAC | LIT154003AA
3430 |  |  |  | FRULink 1G Module | C3KX-NM-1G | FDO154910EU
3431 |  |  | GRUPOWANIE | WS-C3560X-48P | WS-C3560X-48PF-S | FDO1548K023
3432 |  |  |  | FRU Power Supply | C3KX-PWR-1100WAC | LIT1540039W
3433 |  |  |  | FRULink 1G Module | C3KX-NM-1G | FDO1549195N
3434 |  |  | GRUPOWANIE | WS-C3560X-48PF-S | WS-C3560X-48PF-S | FDO1730Z0GB
3435 |  |  |  | C3KX-PWR-1100WAC | C3KX-PWR-1100WAC | LIT1720139M
3436 |  |  |  | C3KX-NM-1G | C3KX-NM-1G | FDO17350LX0
3437 |  |  | GRUPOWANIE | ASA5506-K9 | ASA5506-K9 | JMX2329X1EG
3438 |  |  |  | ASA5506-PWR-AC | ASA5506-PWR-AC | LIT23213J99
3439 |  |  |  | ASA5506-SSD | ASA5506-SSD | STP231706VV
3440 |  |  | GRUPOWANIE | PWR-1941-POE | PWR-1941-POE | FCZ19439296
3441 |  |  |  | EHWIC-4G-LTE-GB | EHWIC-4G-LTE-GB | FOC20367GW4
3442 |  |  |  | MC7304 4G-GB | MC7304 4G-GB | 352761061474541
3443 |  |  |  | ISM-VPN-19 | ISM-VPN-19 | FOC19200SW3
3444 |  |  |  | PWR-1941-POE | PWR-1941-POE | N/A
3445 | Niemcy - Berlin - IP | Niemcy---Berlin---IP: Burgstr. 27, 10178 Berlin, Niemcy | GRUPOWANIE | CISCO2921/K9 chassis, Hw Serial#: FGL154911MP, Hw Revision: 1.0 | CISCO2921/K9 | FGL154911MP
3446 |  |  |  | 2nd generation two port BRI voice interface daughtercard | VIC2-2BRI-NT/TE | FOC17404HB6
3447 |  |  |  | 3rd generation four port FXS DID voice interface daughtercard | VIC3-4FXS/DID | FOC17385HVS
3448 |  |  |  | PVDM3 DSP DIMM with 32 Channels | PVDM3-32 | FOC15452SQK
3449 |  |  |  | Internal Services Module with Services Ready Engine | ISM-SRE-300-K9 | FOC15463CFL
3450 |  |  |  | C2921/C2951 AC Power Supply | PWR-2921-51-AC | DCA1543K226
3451 |  |  | GRUPOWANIE | WS-C3560X-24P | WS-C3560X-24P-S | FDO1903H1EU
3452 |  |  |  | FRU Power Supply | C3KX-PWR-715WAC | LIT19070KRC
3453 |  |  |  | FRULink 1G Module | C3KX-NM-1G | FDO1919014V
3454 |  |  | GRUPOWANIE | C881-V-K9 | C881-V-K9 | FCZ1652C331
3455 |  |  |  | 800-IL-PM-2 | 800-IL-PM-2 | FOC16442ACG
3456 | Niemcy - Berlin - WE | Niemcy---Berlin---WE Lassenstraße 39, D-14193 Berlin | GRUPOWANIE | CISCO1941/K9 chassis, Hw Serial#: FCZ1921C0VV, Hw Revision: 1.0 | CISCO1941/K9 | FCZ1921C0VV
3457 |  |  |  | 4 Port GE POE EHWIC Switch | EHWIC-4ESG-P | FOC19066P3Y
3458 |  |  |  | C1941 AC-POE Power Supply | PWR-1941-POE | N/A
3459 |  |  | GRUPOWANIE | WS-C3560X-24P | WS-C3560X-24P-S | FDO1906P0X4
3460 |  |  |  | FRU Power Supply | C3KX-PWR-715WAC | LIT19070KJQ
3461 |  |  |  | FRULink 1G Module | C3KX-NM-1G | FDO19190W9S
3462 | Niemcy - Dusseldorf - IP | Niemcy---Diseldorf---Instytut Polski,Niemcy,Diseldorf, Citadellstraße 7 D-40213 Düsseldorf | GRUPOWANIE | CISCO2921/K9 chassis, Hw Serial#: FGL192610G2, Hw Revision: 1.0 | CISCO2921/K9 | FGL192610G2
3463 |  |  |  | 4 Port GE POE EHWIC Switch | EHWIC-4ESG-P | FOC191040MU
3464 |  |  |  | 2nd generation two port BRI voice interface daughtercard | VIC2-2BRI-NT/TE | FOC15450LXV
3465 |  |  |  | 3rd generation four port FXS DID voice interface daughtercard | VIC3-4FXS/DID | FOC19208T2S
3466 |  |  |  | PVDM3 DSP DIMM with 64 Channels | PVDM3-64 | FOC19240U8F
3467 |  |  |  | UCSE Server Module | UCS-E160D-M2/K9 | FOC19160VUG
3468 |  |  |  | Internal Services Module with Services Ready Engine" | ISM-SRE-300-K9 | FOC19210LGT
3469 |  |  |  | C2921/C2951 AC Power Supply | PWR-2921-51-AC | QCS19160NK2
3470 |  |  | GRUPOWANIE | WS-C3560X-24P | WS-C3560X-24P-S | FDO1906P0WF
3471 |  |  |  | FRU Power Supply | C3KX-PWR-715WAC | DCB1906A0A5
3472 | Niemcy - Hamburg - KG | Niemcy---Hamburg---Konsulat Generalny,Niemcy,Hamburg,Gründgensstr. 20, 22309 Hamburg | GRUPOWANIE | CISCO2921/K9 chassis, Hw Serial#: FGL155111MA, Hw Revision: 1.0 | CISCO2921/K9 | FGL155111MA
3473 |  |  |  | VWIC3-1MFT-T1/E1 - 1-Port RJ-48 Multiflex Trunk - T1/E1 | VWIC3-1MFT-T1/E1 | FOC15472NVN
3474 |  |  |  | 3rd generation four port FXS DID voice interface daughtercard | VIC3-4FXS/DID | FOC15465KPS
3475 |  |  |  | 3rd generation four port FXS DID voice interface daughtercard | VIC3-4FXS/DID | FOC15465KL6
3476 |  |  |  | PVDM3 DSP DIMM with 64 Channels | PVDM3-64 | FOC154870UD
3477 |  |  |  | Internal Services Module with Services Ready Engine | ISM-SRE-300-K9 | FOC15474L4J
3478 |  |  |  | C2921/C2951 AC Power Supply | PWR-2921-51-AC | DCA1548K1GT
3479 |  |  | GRUPOWANIE | WS-C3560X-48P | WS-C3560X-48PF-S | FDO1639H0PY
3480 |  |  |  | FRU Power Supply | C3KX-PWR-1100WAC | LIT16290PT2
3481 |  |  |  | FRULink 1G Module | C3KX-NM-1G | FDO16340XHJ
3482 |  |  | GRUPOWANIE | WS-C3560X-48P | WS-C3560X-48PF-S | FDO1730Z0G4
3483 |  |  |  | FRU Power Supply | C3KX-PWR-1100WAC | LIT172012GL
3484 |  |  |  | FRULink 1G Module | C3KX-NM-1G | FDO17350L2T
3485 |  |  | GRUPOWANIE | ASA5506-K9 | ASA5506-K9 | JMX2334X14J
3486 |  |  |  | ASA5506-PWR-AC | ASA5506-PWR-AC | DAB2325G6TR
3487 |  |  |  | ASA5506-SSD | ASA5506-SSD | STP230906ZF
3488 | Niemcy - Kolonia - KG | Niemcy---Kolonia---Konsulat Generalny,Nimecy,Kolonia,Im MediaPark 5C, 50670 Kolonia | GRUPOWANIE | CISCO2921/K9 chassis, Hw Serial#: FCZ1745617E, Hw Revision: 1.0 | CISCO2921/K9 | FCZ1745617E
3489 |  |  |  | VWIC3-1MFT-T1/E1 - 1-Port RJ-48 Multiflex Trunk - T1/E1 | VWIC3-1MFT-T1/E1 | FOC174290LT
3490 |  |  |  | 3rd generation four port FXS DID voice interface daughtercard | VIC3-4FXS/DID | FOC17385JJW
3491 |  |  |  | 3rd generation four port FXS DID voice interface daughtercard | VIC3-4FXS/DID | FOC17385JLW
3492 |  |  |  | PVDM3 DSP DIMM with 128 Channels | PVDM3-128 | FOC17421C5F
3493 |  |  |  | Services Module with Services Ready Engine | SM-SRE-910-K9 | FOC17366LVP
3494 |  |  |  | Internal Services Module with Services Ready Engine | FOC17384C6K | FOC17384C6K
3495 |  |  |  | C2921/C2951 AC Power Supply | PWR-2921-51-AC | DCA1731K118
3496 |  |  | GRUPOWANIE | WS-C2960X-48LPS-L | WS-C2960X-48LPS-L | FOC2232S2N3
3497 |  |  |  | Stacking Module | C2960X-STACK | FOC22255T3Z
3498 |  |  | GRUPOWANIE | WS-C2960X-48LPS-L | WS-C2960X-48LPS-L | FOC2232S2GN
3499 |  |  |  | Stacking Module | C2960X-STACK | FOC22260V91
3500 |  |  | GRUPOWANIE | WS-C2960X-48LPS-L | WS-C2960X-48LPS-L | FOC2232V419
3501 |  |  |  | Stacking Module | C2960X-STACK | FOC22260UKJ
3502 |  |  | GRUPOWANIE | c36xx Stack | WS-C3650-24PS | FDO2024E1BK
3503 |  |  |  | WS-C3650-24PS-S | WS-C3650-24PS-S | FDO2024E1BK
3504 |  |  |  | Switch 1 - Power Supply A | PWR-C2-640WAC | LIT20090H5K
3505 |  |  |  | Switch 1 - Power Supply B | PWR-C2-640WAC | LIT20090HCL
3506 | Niemcy - Monachium - KG | Niemcy---Monachium---Konsulat Generalny:Niemcy, Monachium,Röntgenstr. 5 81679 Monachium | GRUPOWANIE | CISCO2921/K9 chassis, Hw Serial#: FGL164511NN, Hw Revision: 1.0 | CISCO2921/K9 | FGL164511NN
3507 |  |  |  | VWIC3-1MFT-T1/E1 - 1-Port RJ-48 Multiflex Trunk - T1/E1 | VWIC3-1MFT-T1/E1 | FOC16432CYN
3508 |  |  |  | 2nd generation two port BRI voice interface daughtercard | VIC2-2BRI-NT/TE | FOC16417ZXA
3509 |  |  |  | 3rd generation four port FXS DID voice interface daughtercard | VIC3-4FXS/DID | FOC16417AZ0
3510 |  |  |  | PVDM3 DSP DIMM with 128 Channels | PVDM3-128 | FOC1640487X
3511 |  |  |  | Internal Services Module with Services Ready Engine | ISM-SRE-300-K9 | FOC16400C51
3512 |  |  |  | C2921/C2951 AC Power Supply | PWR-2921-51-AC | DCA1639K07P
3513 |  |  | GRUPOWANIE | WS-C3560X-48P | WS-C3560X-48PF-S | FDO1644Z08M
3514 |  |  |  | FRU Power Supply | C3KX-PWR-1100WAC | LIT16391D57
3515 |  |  |  | FRULink 1G Module | C3KX-NM-1G | FDO16460KV8
3516 | Nigeria - Abudża - AMB | Nigeria---Abudża---Ambasada:Ambasad Rzeczypospolitej Polskiej w Abudży,Nigeria,Abudża 10, River Niger St. off IBB, off Danube St., Maitama | GRUPOWANIE | CISCO2921/K9 chassis, Hw Serial#: FGL164314KS, Hw Revision: 1.0 | CISCO2921/K9 | FGL164314KS
3517 |  |  |  | 2nd generation four port FXO voice interface daughtercard | VIC2-4FXO | FOC1642146D
3518 |  |  |  | 3rd generation four port FXS DID voice interface daughtercard | VIC3-4FXS/DID | FOC16401E7X
3519 |  |  |  | PVDM3 DSP DIMM with 32 Channels | PVDM3-32 | FOC16421KJV
3520 |  |  |  | Internal Services Module with Services Ready Engine | ISM-SRE-300-K9 | FOC15042PEP
3521 |  |  |  | C2921/C2951 AC Power Supply | PWR-2921-51-AC | QCS1634H1EF
3522 |  |  | GRUPOWANIE | WS-C3560X-48P | WS-C3560X-48PF-S | FDO1742P08J
3523 |  |  |  | FRU Power Supply | C3KX-PWR-1100WAC | LIT16331009
3524 | Norwegia - Oslo - AMB | Norwegia---Oslo---Ambasada: Olav Kyrres plass 1, 0244 Oslo, Norwegia | GRUPOWANIE | CISCO2921/K9 chassis, Hw Serial#: FGL15481354, Hw Revision: 1.0 | CISCO2921/K9 | FGL15481354
3525 |  |  |  | VWIC3-1MFT-T1/E1 - 1-Port RJ-48 Multiflex Trunk - T1/E1 | VWIC3-1MFT-T1/E1 | FOC15457LFL
3526 |  |  |  | 3rd generation four port FXS DID voice interface daughtercard | VIC3-4FXS/DID | FOC15452MJQ
3527 |  |  |  | 3rd generation four port FXS DID voice interface daughtercard | VIC3-4FXS/DID | FOC15452MKE
3528 |  |  |  | PVDM3 DSP DIMM with 64 Channels | PVDM3-64 | FOC15423N0C
3529 |  |  |  | Services Module with Services Ready Engine | SM-SRE-910-K9 | FOC172700D6
3530 |  |  |  | Internal Services Module with Services Ready Engine | ISM-SRE-300-K9 | FOC15454E2G
3531 |  |  |  | C2921/C2951 AC Power Supply | PWR-2921-51-AC | QCS1540H1E5
3532 |  |  | GRUPOWANIE | WS-C3560X-24P | WS-C3560X-24P-S | FDO1546Z0R4
3533 |  |  |  | FRU Power Supply | C3KX-PWR-715WAC | LIT15390CA8
3534 |  |  |  | FRULink 1G Module | C3KX-NM-1G | FDO15451V56
3535 |  |  | GRUPOWANIE | WS-C3560X-24P | WS-C3560X-24P-S | FDO1546W0KE
3536 |  |  |  | FRU Power Supply | C3KX-PWR-715WAC | DTN1634K11Z
3537 |  |  |  | FRULink 1G Module | C3KX-NM-1G | FDO15451F0A
3538 |  |  | GRUPOWANIE | WS-C3560X-24P | WS-C3560X-24P-S | FDO1546K0W4
3539 |  |  |  | FRU Power Supply | C3KX-PWR-715WAC | DTN1634K0ZC
3540 |  |  |  | FRULink 1G Module | C3KX-NM-1G | FDO15451VH9
3541 | Norwegia - Oslo - WK | Norwegia---Oslo---Wydział Konsularny: Norwegia, Oslo, Drammenveien 169-171, 0244 Oslo | GRUPOWANIE | CISCO2921/K9 chassis, Hw Serial#: FGL173011BE, Hw Revision: 1.0 | CISCO2921/K9 | FGL173011BE
3542 |  |  |  | VWIC3-1MFT-T1/E1 - 1-Port RJ-48 Multiflex Trunk - T1/E1 | VWIC3-1MFT-T1/E1 | FOC1728747P
3543 |  |  |  | 2nd generation two port BRI voice interface daughtercard | VIC2-2BRI-NT/TE | FOC172383Q9
3544 |  |  |  | 3rd generation four port FXS DID voice interface daughtercard | VIC3-4FXS/DID | FOC17295ABH
3545 |  |  |  | PVDM3 DSP DIMM with 64 Channels | PVDM3-64 | FOC17293435
3546 |  |  |  | Internal Services Module with Services Ready Engine | ISM-SRE-300-K9 | FOC17227CKR
3547 |  |  |  | C2921/C2951 AC Power Supply | PWR-2921-51-AC | DCA1724K08H
3548 |  |  | GRUPOWANIE | WS-C3560X-24P | WS-C3560X-24P-S | FDO1717Z065
3549 |  |  |  | FRU Power Supply | C3KX-PWR-715WAC | DCB1712A0RE
3550 |  |  |  | FRULink 1G Module | C3KX-NM-1G | FDO17251XLX
3551 |  |  | GRUPOWANIE | WS-C3560X-24P | WS-C3560X-24P-S | FDO1649R16G
3552 |  |  |  | FRU Power Supply | C3KX-PWR-715WAC | LIT16370DNC
3553 | Nowa Zelandia - Wellington - AMB | Nowa Zelandia---Welington---Ambasada: Nowa Zelandia,Welington, Level 4 Solnet House 70 The Terrace Wellington 6011 | GRUPOWANIE | CISCO2921/K9 chassis, Hw Serial#: FGL19331152, Hw Revision: 1.0 | CISCO2921/K9 | FGL19331152
3554 |  |  |  | 4 Port GE POE EHWIC Switch | EHWIC-4ESG-P | FOC192763ZN
3555 |  |  |  | VWIC3-1MFT-T1/E1 - 1-Port RJ-48 Multiflex Trunk - T1/E1 | VWIC3-1MFT-T1/E1 | FOC192329U9
3556 |  |  |  | 3rd generation four port FXS DID voice interface daughtercard | VIC3-4FXS/DID | FOC19285DKZ
3557 |  |  |  | 2nd generation four port FXO voice interface daughtercard | VIC2-4FXO | FOC19241N9S
3558 |  |  |  | PVDM3 DSP DIMM with 64 Channels | PVDM3-64 | FOC19290G92
3559 |  |  |  | UCSE Server Module | UCS-E160D-M2/K9 | FOC19111GAF
3560 |  |  |  | Internal Services Module with Services Ready Engine | ISM-SRE-300-K9 | FOC19244AL9
3561 |  |  |  | C2921/C2951 AC Power Supply | PWR-2921-51-AC | QCS19180T82
3562 |  |  | GRUPOWANIE | WS-C3560X-24P | WS-C3560X-24P-S | FDO1747R088
3563 |  |  |  | FRU Power Supply | C3KX-PWR-715WAC | LIT17240NAK
3564 |  |  |  | FRULink 1G Module | C3KX-NM-1G | FDO1747138G
3565 | Pakistan - Islamabad - AMB | Pakistan---Islamabad---Ambasada:Pakisyan,Islamabad,Street 24, G-5/444-000 Islamabad | GRUPOWANIE | CISCO2921/K9 chassis, Hw Serial#: FTX1549ALF9, Hw Revision: 1.0 | CISCO2921/K9 | FTX1549ALF9
3566 |  |  |  | 2nd generation four port FXO voice interface daughtercard | VIC2-4FXO | FOC15444STK
3567 |  |  |  | PVDM3 DSP DIMM with 32 Channels | PVDM3-32 | FOC15452SJ0
3568 |  |  |  | Internal Services Module with Services Ready Engine | ISM-SRE-300-K9 | FOC15454EAT
3569 |  |  |  | C2921/C2951 AC Power Supply | PWR-2921-51-AC | DCA1542K1WA
3570 |  |  | GRUPOWANIE | WS-C3560X-48P | WS-C3560X-48PF-S | FDO1546V1G9
3571 |  |  |  | FRU Power Supply | C3KX-PWR-1100WAC | LIT153801AM
3572 |  |  |  | FRULink 1G Module | C3KX-NM-1G | FDO154610NY
3573 |  |  |  | 10/100/1000BaseTX SFP | Unspecified | AGM154223L8
3574 |  |  |  | 10/100/1000BaseTX SFP | Unspecified | AGM154222SZ
3575 | Palestyna - Ramallah - Przed | Palestyna---Ramallah---Przedstawicielstwo:Palestyna,Ramallah,Palestine Capitol Studios BuildingAl-Maahed St., Al-Masyoun | GRUPOWANIE | CISCO2921/K9 chassis, Hw Serial#: FTX1550AL3F, Hw Revision: 1.0 | CISCO2921/K9 | FTX1550AL3F
3576 |  |  |  | 2nd generation four port FXO voice interface daughtercard | VIC2-4FXO | FOC15466Q1R
3577 |  |  |  | 3rd generation four port FXS DID voice interface daughtercard | VIC3-4FXS/DID | FOC15452MV5
3578 |  |  |  | PVDM3 DSP DIMM with 32 Channels | PVDM3-32 | FOC154672SK
3579 |  |  |  | Internal Services Module with Services Ready Engine | ISM-SRE-300-K9 | FOC15463CAS
3580 |  |  |  | C2921/C2951 AC Power Supply | PWR-2921-51-AC | QCS1540H1HN
3581 |  |  | GRUPOWANIE | WS-C3560X-24P | WS-C3560X-24P-S | FDO1718H17U
3582 |  |  |  | FRU Power Supply | C3KX-PWR-715WAC | LIT15410HJ8
3583 | Panama - Panama - AMB | Ambasada Rzeczypospolitej Polskiej w Republice Panamy BICSA Financial Center, Oficina 3202, Ave. Balboa y Aquilino de la Guardia Panama, Panama | GRUPOWANIE | Cisco ISR4351 Chassis | ISR4351/K9 | FLM2146V0XF
3584 |  |  |  | 1000W AC Power Supply for Cisco ISR4450 | PWR-4450-1000W-AC | DCA2119Y04C
3585 |  |  |  | Cisco ISR4450, ISR4350 Fan Assembly | ACS-4450-FANASSY | N/A
3586 |  |  |  | Single POE for Cisco ISR4450, ISR4350 | PWR-POE-4450 | FOC213700A1
3587 |  |  |  | Cisco ISR4351 Built-In NIM controller | ISR4351/K9 | N/A
3588 |  |  |  | NIM-1MFT-T1/E1 - T1/E1 Serial Module | NIM-1MFT-T1/E1 | FOC21374Q2N
3589 |  |  |  | PVDM4-64 Voice DSP Module | PVDM4-64 | FOC2140018Z
3590 |  |  |  | NIM-2FXS/4FXO Voice Analog Module | NIM-2FXS/4FXO | FOC214140BH
3591 |  |  |  | NIM-4G-LTE-NA Module | NIM-4G-LTE-NA | FOC213542AK
3592 |  |  |  | Sierra Wireless MC7354 4G-NA | MC7354 4G-NA | 356734060488362
3593 |  |  |  | ISR SSD Module | ISR-SSD | JAB092709EL
3594 |  |  |  | harddisk | UBA2RFO200HCE1-FMF-CS | 11001558478
3595 |  |  |  | Front Panel 3 ports Gigabitethernet Module | ISR4351-3x1GE | JAB092709EL
3596 |  |  |  | Cisco ISR4351 Built-In SM controller | ISR4351/K9 | N/A
3597 |  |  |  | UCS-E160S-M3/K9 - UCSE SW Module | UCS-E160S-M3/K9 | FOC213952ZU
3598 |  |  |  | module 2 | ISR4351/K9 | N/A
3599 |  |  |  | SM-X-ES3-24-P: EtherSwitch SM L3 + PoEPlus + MACSec + 24 10/100/1000 | SM-X-ES3-24-P | FOC21322XE2
3600 |  |  |  | Cisco ISR4351 Route Processor | ISR4351/K9 | FDO21371WBW
3601 |  |  |  | module F0 | ISR4351/K9 | N/A
3602 |  |  | GRUPOWANIE | WS-C2960X-24PD-L | WS-C2960X-24PD-L | FCW2327A5BF
3603 |  |  | GRUPOWANIE | WS-C2960X-24PD-L | WS-C2960X-24PD-L | FCW2327A58F
3604 |  |  |  | Switch 1 - FlexStackPlus Module | C2960X-STACK | FOC23375BAD
3605 | Peru - Lima - AMB | Peru---Lima---Ambasada: Ambasada Rzeczypospolitej Polskiej w Limie,Peru,Lima Av. Salaverry 1978, Jesús María, Lima 11 | GRUPOWANIE | CISCO2921/K9 chassis, Hw Serial#: FGL164311D8, Hw Revision: 1.0 | CISCO2921/K9 | FGL164311D8
3606 |  |  |  | VWIC3-1MFT-T1/E1 - 1-Port RJ-48 Multiflex Trunk - T1/E1 | VWIC3-1MFT-T1/E1 | FOC16403EP2
3607 |  |  |  | 2nd generation four port FXO voice interface daughtercard | VIC2-4FXO | FOC1544160Q
3608 |  |  |  | 3rd generation four port FXS DID voice interface daughtercard | VIC3-4FXS/DID | FOC16401E2Z
3609 |  |  |  | 3rd generation four port FXS DID voice interface daughtercard | VIC3-4FXS/DID | FOC16401DAP
3610 |  |  |  | PVDM3 DSP DIMM with 32 Channels | PVDM3-32 | FOC16421LDH
3611 |  |  |  | Internal Services Module with Services Ready Engine | ISM-SRE-300-K9 | FOC16297R0Q
3612 |  |  |  | C2921/C2951 AC Power Supply | PWR-2921-51-AC | QCS1635H0NT
3613 |  |  | GRUPOWANIE | WS-C3560X-24P | WS-C3560X-24P-S | FDO1641H13A
3614 |  |  |  | FRU Power Supply | C3KX-PWR-715WAC | LIT16330H6Q
3615 |  |  |  | FRULink 1G Module | C3KX-NM-1G | FDO16392DTX
3616 |  |  | GRUPOWANIE | ASA5506 | ASA5506 | JMX2346X0SH
3617 | Portugalia - Lizbona - AMB | Portugalia---Lizbona---Ambasada:Portugalia,Lizbona,Avenida das Descobertas 21400-092 Lizbona | GRUPOWANIE | CISCO2921/K9 chassis, Hw Serial#: FGL15481427, Hw Revision: 1.0 | CISCO2921/K9 | FGL15481427
3618 |  |  |  | 2nd generation two port BRI voice interface daughtercard | VIC2-2BRI-NT/TE | FOC15382UD3
3619 |  |  |  | 2nd generation two port BRI voice interface daughtercard | VIC2-2BRI-NT/TE | FOC15412QWP
3620 |  |  |  | 2nd generation two port BRI voice interface daughtercard | VIC2-2BRI-NT/TE | FOC15450LYZ
3621 |  |  |  | PVDM3 DSP DIMM with 32 Channels | PVDM3-32 | FOC14481QNC
3622 |  |  |  | Internal Services Module with Services Ready Engine | ISM-SRE-300-K9 | FOC15454EAJ
3623 |  |  |  | C2921/C2951 AC Power Supply | PWR-2921-51-AC | DCA1529K3SN
3624 |  |  | GRUPOWANIE | WS-C3560X-24P | WS-C3560X-24P-S | FDO1542P13G
3625 |  |  |  | FRU Power Supply | C3KX-PWR-715WAC | LIT1544062H
3626 |  |  |  | FRULink 1G Module | C3KX-NM-1G | FDO15451VN5
3627 |  |  |  | 10/100/1000BaseTX SFP | Unspecified | AGM1545243M
3628 |  |  |  | 10/100/1000BaseTX SFP | Unspecified | AGM1545243H
3629 |  |  | GRUPOWANIE | AIR-SAP1602I-E-K9 | AIR-SAP1602I-E-K9 | FGL1730X58M
3630 | Rosja - Irkuck - KG | Rosja---Irkuck---Konsulat Generalny:Rosja,Irkuck,ul. Suche Batora 18 664003 IRKUCK | GRUPOWANIE | CISCO2921/K9 chassis, Hw Serial#: FGL1733112B, Hw Revision: 1.0 | CISCO2921/K9 | FGL1733112B
3631 |  |  |  | 2nd generation four port FXO voice interface daughtercard | VIC2-4FXO | FOC17306CNJ
3632 |  |  |  | 3rd generation four port FXS DID voice interface daughtercard | VIC3-4FXS/DID | FOC17313DHS
3633 |  |  |  | PVDM3 DSP DIMM with 128 Channels | PVDM3-128 | FOC17317LAY
3634 |  |  |  | Services Module with Services Ready Engine | FOC17316ALH | FOC17316ALH
3635 |  |  |  | Internal Services Module with Services Ready Engine | ISM-SRE-300-K9 | FOC17245FDG
3636 |  |  |  | C2921/C2951 AC Power Supply | PWR-2921-51-AC | DCA1726K0N0
3637 |  |  | GRUPOWANIE | WS-C3560X-48P | WS-C3560X-48PF-S | FDO1730Z0FH
3638 |  |  |  | FRU Power Supply | C3KX-PWR-1100WAC | LIT172011EL
3639 |  |  |  | FRULink 1G Module | C3KX-NM-1G | FDO1733191M
3640 |  |  | GRUPOWANIE | WS-C3560CX-12PC-S | WS-C3560CX-12PC-S | FOC2235T2TT
3641 |  |  |  | 1000BaseSX SFP | Unspecified | FNS14235VYQ
3642 | Rosja - Kaliningrad - KG | Rosja---Kaliningrad---KG: Konsulat Generalny Rzeczypospolitej Polskiej w Kaliningradzie Kasztanowa Aleja 51 236 022 Kaliningrad, Rosja | GRUPOWANIE | CISCO2921/K9 chassis, Hw Serial#: FGL1551123P, Hw Revision: 1.0 | CISCO2921/K9 | FGL1551123P
3643 |  |  |  | VWIC3-1MFT-T1/E1 - 1-Port RJ-48 Multiflex Trunk - T1/E1 | VWIC3-1MFT-T1/E1 | FOC15476LKE
3644 |  |  |  | 3rd generation four port FXS DID voice interface daughtercard | VIC3-4FXS/DID | FOC15465L8J
3645 |  |  |  | 2nd generation four port FXO voice interface daughtercard | VIC2-4FXO | FOC150270K7
3646 |  |  |  | PVDM3 DSP DIMM with 64 Channels | PVDM3-64 | FOC154673QP
3647 |  |  |  | Internal Services Module with Services Ready Engine | ISM-SRE-300-K9 | FOC15492HZP
3648 |  |  |  | C2921/C2951 AC Power Supply | PWR-2921-51-AC | DCA1548K0XA
3649 |  |  | GRUPOWANIE | WS-C3560X-48P | WS-C3560X-48PF-S | FDO1725P1W7
3650 |  |  |  | FRU Power Supply | C3KX-PWR-1100WAC | LIT17160LLK
3651 |  |  |  | FRULink 1G Module | C3KX-NM-1G | FDO17281C4Y
3652 |  |  | GRUPOWANIE | WS-C3560X-48P | WS-C3560X-48PF-S | FDO1843H0CF
3653 |  |  |  | FRU Power Supply | C3KX-PWR-1100WAC | LIT18320FLZ
3654 |  |  |  | FRULink 1G Module | C3KX-NM-1G | FDO1846132P
3655 | Rosja - Moskwa - AMB | Rosja---Moskwa---Ambasada: ul. Klimaszkina 4, 123 557 Moskwa, Rosja | GRUPOWANIE | CISCO3945-CHASSIS | CISCO3945-CHASSIS | FGL155010C3
3656 |  |  |  | Cisco Services Performance Engine 250 for Cisco 3900 ISR | C3900-SPE250/K9 | FOC15475EYN
3657 |  |  |  | VWIC3-2MFT-T1/E1 - 2-Port RJ-48 Multiflex Trunk - T1/E1 | VWIC3-2MFT-T1/E1 | FOC153576CR
3658 |  |  |  | PVDM3 DSP DIMM with 256 Channels | PVDM3-256 | FOC14521Y4U
3659 |  |  |  | Services Module with Services Ready Engine | SM-SRE-710-K9 | FOC15145C0R
3660 |  |  |  | UCSE Server Module | UCS-E160D-M2/K9 | FOC19248WNU
3661 |  |  |  | C3900 AC Power Supply 1 | PWR-3900-AC | SNI1542C9CB
3662 |  |  |  | C3900 AC Power Supply 2 | PWR-3900-AC | SNI1542C9BV
3663 |  |  | GRUPOWANIE | WS-C3560X-24P | WS-C3560X-24P-S | FDO1626P0R9
3664 |  |  |  | FRU Power Supply | C3KX-PWR-715WAC | DTN1611K12S
3665 |  |  |  | FRULink 1G Module | C3KX-NM-1G | FDO162617L3
3666 |  |  | GRUPOWANIE | WS-C3560X-48P | WS-C3560X-48PF-S | FDO1628V04N
3667 |  |  |  | FRU Power Supply | C3KX-PWR-1100WAC | LIT16210FVX
3668 |  |  |  | FRULink 1G Module | C3KX-NM-1G | FDO16260ZDU
3669 |  |  | GRUPOWANIE | WS-C3560X-24P | WS-C3560X-24P-S | FDO1626Z1QD
3670 |  |  |  | FRU Power Supply | C3KX-PWR-715WAC | DTN1611K12N
3671 |  |  |  | FRULink 1G Module | C3KX-NM-1G | FDO162616Q5
3672 |  |  | GRUPOWANIE | WS-C3560X-24P | WS-C3560X-24P-S | FDO1626V12W
3673 |  |  |  | FRU Power Supply | C3KX-PWR-715WAC | DTN1611K12M
3674 |  |  |  | FRULink 1G Module | C3KX-NM-1G | FDO162616Y5
3675 |  |  | GRUPOWANIE | WS-C3560X-24P | WS-C3560X-24P-S | FDO1626V12P
3676 |  |  |  | FRU Power Supply | C3KX-PWR-715WAC | DTN1611K12Q
3677 |  |  |  | FRULink 1G Module | C3KX-NM-1G | FDO16261721
3678 |  |  | GRUPOWANIE | WS-C3560X-24P | WS-C3560X-24P-S | FDO1626V12U
3679 |  |  |  | FRU Power Supply | C3KX-PWR-715WAC | LIT16461HNU
3680 |  |  |  | FRULink 1G Module | C3KX-NM-1G | FDO162617Q3
3681 |  |  | GRUPOWANIE | WS-C3560X-48P | WS-C3560X-48PF-S | FDO1628V04X
3682 |  |  |  | FRU Power Supply | C3KX-PWR-1100WAC | LIT16210FZ5
3683 |  |  |  | FRULink 1G Module | C3KX-NM-1G | FDO162616XH
3684 |  |  | GRUPOWANIE | WS-C3560X-48P | WS-C3560X-48PF-S | FDO1628V04R
3685 |  |  |  | FRU Power Supply | C3KX-PWR-1100WAC | LIT16210FZ1
3686 |  |  |  | FRULink 1G Module | C3KX-NM-1G | FDO16260Y6D
3687 |  |  | GRUPOWANIE | WS-C3560X-24P | WS-C3560X-24P-S | FDO1626Z1QW
3688 |  |  |  | FRU Power Supply | C3KX-PWR-715WAC | DTN1611K12R
3689 |  |  |  | FRULink 1G Module | C3KX-NM-1G | FDO162617L1
3690 |  |  | GRUPOWANIE | WS-C3560X-24P | WS-C3560X-24P-S | FDO1717P3M0
3691 |  |  |  | FRU Power Supply | C3KX-PWR-715WAC | DCB1715A241
3692 |  |  |  | FRULink 1G Module | C3KX-NM-1G | FDO17291JB9
3693 |  |  | GRUPOWANIE | WS-C3560X-24P | WS-C3560X-24P-S | FDO1747Z0ED
3694 |  |  |  | FRU Power Suppl | C3KX-PWR-715WAC | DCB1723A1B4
3695 |  |  |  | FRULink 1G Module | C3KX-NM-1G | FDO17431N1Z
3696 |  |  | GRUPOWANIE | WS-C3560CX-12PC-S | WS-C3560CX-12PC-S | FOC2244T39C
3697 |  |  |  | 1000BaseSX SFP | GLC-SX-MMD | AGJ2237RBAK
3698 |  |  |  | 1000BaseSX SFP | GLC-SX-MMD | AGJ2237RAR3
3699 |  |  | GRUPOWANIE | WS-C3560CX-12PC-S | WS-C3560CX-12PC-S | FOC2244Y3D9
3700 |  |  |  | 1000BaseSX SFP | GLC-SX-MMD | AGJ2237RDAE
3701 |  |  |  | 1000BaseSX SFP | GLC-SX-MMD | AGJ2237RBB0
3702 |  |  | GRUPOWANIE | WS-C3560CX-12PC-S | WS-C3560CX-12PC-S | FOC2244Y33B
3703 |  |  | GRUPOWANIE | WS-C3560CX-12PC-S | WS-C3560CX-12PC-S | FOC2244Y3EN
3704 |  |  |  | 1000BaseSX SFP | GLC-SX-MMD | AGJ2237RDAL
3705 |  |  |  | 1000BaseSX SFP | GLC-SX-MMD | AGJ2237RBAR
3706 |  |  | GRUPOWANIE | Cisco Systems, Inc. WS-C4507R+E 7 slot switch | WS-C4507R+E | FXS1627Q1LA
3707 |  |  |  | Clock Module | WS-X4K-CLOCK-E | FXS1624048V
3708 |  |  |  | Mux Buffers for Redundancy Logic | WS-X4590-EX= | FXS162202ME
3709 |  |  |  | Mux Buffers for Redundancy Logic | WS-X4590-EX= | FXS162202WM
3710 |  |  |  | Mux Buffers for Redundancy Logic | WS-X4590-EX= | FXS162201GT
3711 |  |  |  | Mux Buffers for Redundancy Logic | WS-X4590-EX= | FXS162203UJ
3712 |  |  |  | Mux Buffers for Redundancy Logic | WS-X4590-EX= | FXS162201G4
3713 |  |  |  | 1000BaseX (SFP) with 24 SFP Ports Jumbo Frame Support | WS-X4624-SFP-E | JAE162706D3
3714 |  |  |  | 1000BaseSX | GLC-SX-MMD | AGJ2237RBAX
3715 |  |  |  | 1000BaseSX | GLC-SX-MMD | AGJ2237RCTY
3716 |  |  |  | 1000BaseSX | GLC-SX-MMD | AGJ2237RD59
3717 |  |  |  | 1000BaseSX | GLC-SX-MMD | AGJ2237RCTK
3718 |  |  |  | 1000BaseSX | GLC-SX-MMD | AGJ2237RD58
3719 |  |  |  | 1000BaseSX | GLC-SX-MMD | AGJ2237RCTZ
3720 |  |  |  | 1000BaseSX | GLC-SX-MMD | AGJ2237RCTH
3721 |  |  |  | 1000BaseSX | GLC-SX-MMD | AGJ2237RCTX
3722 |  |  |  | 1000BaseSX | GLC-SX-MMD | AGJ2237RBAG
3723 |  |  |  | 1000BaseSX | GLC-SX-MMD | AGJ2237RCU0
3724 |  |  |  | 1000BaseSX | GLC-SX-MMD | AGJ2237RD4E
3725 |  |  |  | 1000BaseSX | GLC-SX-MMD | AGJ2237RD4U
3726 |  |  |  | 1000BaseSX | GLC-SX-MMD | AGJ2237RDBD
3727 |  |  |  | 1000BaseSX | GLC-SX-MMD | AGJ2237RCSH
3728 |  |  |  | 1000BaseSX | GLC-SX-MMD | AGJ2237RDB3
3729 |  |  |  | 1000BaseSX | GLC-SX-MMD | AGJ2237RCSR
3730 |  |  |  | 1000BaseX (SFP) with 24 SFP Ports Jumbo Frame Support | WS-X4624-SFP-E | JAE162706DC
3731 |  |  |  | 1000BaseSX | GLC-SX-MMD | AGJ2237RBB3
3732 |  |  |  | 1000BaseSX | GLC-SX-MMD | AGJ2237RD4Z
3733 |  |  |  | 1000BaseSX | GLC-SX-MMD | AGJ2237RBAA
3734 |  |  |  | 1000BaseSX | GLC-SX-MMD | AGJ2237RCU7
3735 |  |  |  | 1000BaseSX | GLC-SX-MMD | AGJ2237RD56
3736 |  |  |  | 1000BaseSX | GLC-SX-MMD | AGJ2237RCU1
3737 |  |  |  | 1000BaseSX | GLC-SX-MMD | AGJ2237RCU2
3738 |  |  |  | 1000BaseSX | GLC-SX-MMD | AGJ2237RD4Y
3739 |  |  |  | 1000BaseSX | GLC-SX-MMD | AGJ2237RB5P
3740 |  |  |  | 1000BaseSX | GLC-SX-MMD | AGJ2237RD5D
3741 |  |  |  | 1000BaseSX | GLC-SX-MMD | AGJ2237RD4R
3742 |  |  |  | 1000BaseSX | GLC-SX-MMD | AGJ2237RD5A
3743 |  |  |  | 1000BaseSX | GLC-SX-MMD | AGJ2237RBAU
3744 |  |  |  | 1000BaseSX | GLC-SX-MMD | AGJ2237RDAF
3745 |  |  |  | 1000BaseSX | GLC-SX-MMD | AGJ2237RD50
3746 |  |  |  | 1000BaseSX | GLC-SX-MMD | AGJ2237RD4X
3747 |  |  |  | Sup 7-E 10GE (SFP+), 1000BaseX (SFP) with 4 SFP+ Ports | WS-X45-SUP7-E | CAT1628L0LJ
3748 |  |  |  | 1000BaseSX | GLC-SX-MMD | AGJ2237RD5C
3749 |  |  |  | Sup 7-E 10GE (SFP+), 1000BaseX (SFP) with 4 SFP+ Ports | WS-X45-SUP7-E | CAT1627L2P5
3750 |  |  |  | 10/100/1000BaseT (RJ45)+V E Series with 48 10/100/1000 baseT Premium PoE ports (Cisco/IEEE) | WS-X4648-RJ45V+E | JAE162901P6
3751 |  |  |  | FanTray | WS-X4597+E | FXS1626Q003
3752 |  |  |  | Power Supply ( AC 4200W ) | PWR-C45-4200ACV | AZS16260AJ1
3753 |  |  |  | Power Supply ( AC 4200W ) | PWR-C45-4200ACV | AZS16260AJ9
3754 | Rosja - Sankt Petersburg - KG | Rosja---Sankt-Petersburg---KG-IP: Konsulat Generalny Rzeczypospolitej Polskiej oraz Instytut Polski w Sankt Petersburgu 5-ya Sovetskaya 12 191036 Sankt Petersburg, Rosja | GRUPOWANIE | CISCO2921/K9 chassis, Hw Serial#: FGL16011320, Hw Revision: 1.0 | CISCO2921/K9 | FGL16011320
3755 |  |  |  | VWIC3-1MFT-T1/E1 - 1-Port RJ-48 Multiflex Trunk - T1/E1 | VWIC3-1MFT-T1/E1 | FOC15492H4S
3756 |  |  |  | 3rd generation four port FXS DID voice interface daughtercard | VIC3-4FXS/DID | FOC155068JW
3757 |  |  |  | PVDM3 DSP DIMM with 32 Channels | PVDM3-32 | FOC155123Z6
3758 |  |  |  | Internal Services Module with Services Ready Engine | ISM-SRE-300-K9 | FOC155053BV
3759 |  |  |  | C2921/C2951 AC Power Supply | PWR-2921-51-AC | QCS1545H1W8
3760 |  |  | GRUPOWANIE | WS-C3560X-48P | WS-C3560X-48PF-S | FDO1727H1U9
3761 |  |  |  | FRU Power Supply | C3KX-PWR-1100WAC | LIT17180ZXS
3762 |  |  |  | FRULink 1G Module | C3KX-NM-1G | FDO17301UHL
3763 |  |  |  | 1000BaseSX SFP | GLC-SX-MMD | AGJ2022R3EB
3764 |  |  | GRUPOWANIE | WS-C3560X-24P | WS-C3560X-24P-S | FDO1723P0K4
3765 |  |  |  | FRU Power Supply | C3KX-PWR-715WAC | DCB1715A2MJ
3766 |  |  |  | FRULink 1G Module | C3KX-NM-1G | FDO17301UXK
3767 |  |  | GRUPOWANIE | WS-C3560CX-12PC-S | WS-C3560CX-12PC-S | FOC2211Y18N
3768 |  |  |  | 1000BaseSX SFP | GLC-SX-MMD | AGJ2020RCU2
3769 |  |  | GRUPOWANIE | WS-C2960X-24PS-L | WS-C2960X-24PS-L | FCW1909A1QM
3770 |  |  | GRUPOWANIE | WS-C3560CX-12PC-S | WS-C3560CX-12PC-S | FOC2211Y1B6
3771 | Rosja - Smoleńsk - AK | Agencja Konsularna Rzeczypospolitej Polskiej w Smoleńsku, Mira 1, 214014 Smoleńsk, Rosja Smoleńsk, Rosja | GRUPOWANIE | CISCO2921/K9 chassis, Hw Serial#: FCZ174970MB, Hw Revision: 1.0 | CISCO2921/K9 | FCZ174970MB
3772 |  |  |  | 2nd generation two port FXO voice interface daughtercard | VIC2-2FXO | FOC14472VG5
3773 |  |  |  | 3rd generation four port FXS DID voice interface daughtercard | VIC3-4FXS/DID | FOC17463WPP
3774 |  |  |  | PVDM3 DSP DIMM with 32 Channels | PVDM3-32 | FOC1446511D
3775 |  |  |  | Services Module with Services Ready Engine | SM-SRE-910-K9 | FOC17417M3U
3776 |  |  |  | Internal Services Module with Services Ready Engine | ISM-SRE-300-K9 | FOC17428YT2
3777 |  |  |  | C2921/C2951 AC Power Supply | PWR-2921-51-AC | DCA1733K3DG
3778 |  |  | GRUPOWANIE | WS-C3560X-24P | WS-C3560X-24P-S | FDO1719H3S5
3779 |  |  |  | FRU Power Supply | C3KX-PWR-715WAC | LIT193611RN
3780 |  |  |  | FRULink 1G Module | C3KX-NM-1G | FDO162617HU
3781 |  |  | GRUPOWANIE | WS-C3560CX-12PC-S | WS-C3560CX-12PC-S | FOC2244Y3F8
3782 | RPA - Pretoria - AMB | RPA---Pretoria---AMB-WK: Ambasada Rzeczypospolitej Polskiej w Republice Południowej Afryki 14 Amos Street 0083 Pretoria, RPA | GRUPOWANIE | CISCO2921/K9 chassis, Hw Serial#: FGL15521237, Hw Revision: 1.0 | CISCO2921/K9 | FGL15521237
3783 |  |  |  | 2nd generation two port BRI voice interface daughtercard | VIC2-2BRI-NT/TE | FOC15465GRZ
3784 |  |  |  | 2nd generation four port FXO voice interface daughtercard | VIC2-4FXO | FOC15492L0D
3785 |  |  |  | 3rd generation four port FXS DID voice interface daughtercard | VIC3-4FXS/DID | FOC15465L14
3786 |  |  |  | PVDM3 DSP DIMM with 32 Channels | PVDM3-32 | FOC15486YSB
3787 |  |  |  | Internal Services Module with Services Ready Engine | ISM-SRE-300-K9 | FOC15463CBX
3788 |  |  |  | C2921/C2951 AC Power Supply | PWR-2921-51-AC | DCA1548K0RZ
3789 |  |  | GRUPOWANIE | WS-C3560X-48P | WS-C3560X-48PF-S | FDO1729Z2HP
3790 |  |  |  | FRU Power Supply | C3KX-PWR-1100WAC | LIT172012ET
3791 |  |  |  | FRULink 1G Module | C3KX-NM-1G | FDO173422C4
3792 |  |  | GRUPOWANIE | WS-C3560X-48P | WS-C3560X-48PF-S | FDO1548P1G1
3793 |  |  |  | FRU Power Supply | C3KX-PWR-1100WAC | LIT154002HJ
3794 |  |  |  | FRULink 1G Module | C3KX-NM-1G | FDO15501G9G
3795 | Rumunia - Bukareszt - AMB | Rumunia---Bukareszt---AMB-WK: Ambasada Rzeczypospolitej Polskiej w Rumunii Aleea Alexandru 23 0011821 Bukareszt, Rumunia | GRUPOWANIE | CISCO2921/K9 chassis, Hw Serial#: FGL154811N2, Hw Revision: 1.0 | CISCO2921/K9 | FGL154811N2
3796 |  |  |  | VWIC3-1MFT-T1/E1 - 1-Port RJ-48 Multiflex Trunk - T1/E1 | VWIC3-1MFT-T1/E1 | FOC15426JBE
3797 |  |  |  | 3rd generation four port FXS DID voice interface daughtercard | VIC3-4FXS/DID | FOC15383SFR
3798 |  |  |  | 3rd generation four port FXS DID voice interface daughtercard | VIC3-4FXS/DID | FOC15383R6A
3799 |  |  |  | PVDM3 DSP DIMM with 64 Channels | PVDM3-64 | FOC15441F23
3800 |  |  |  | Internal Services Module with Services Ready Engine | ISM-SRE-300-K9 | FOC15410BJ6
3801 |  |  |  | C2921/C2951 AC Power Supply | PWR-2921-51-AC | DCA1540K3R4
3802 |  |  | GRUPOWANIE | WS-C3560X-24P-S | WS-C3560X-24P-S | FDO1546V10E
3803 |  |  |  | C3KX-PWR-715WAC | C3KX-PWR-715WAC | LIT15390AQQ
3804 |  |  |  | C3KX-NM-1G | C3KX-NM-1G | FDO154610JV
3805 |  |  |  | GLC-T | GLC-T | 00000MTC15440A0J
3806 |  |  |  | GLC-T | GLC-T | 00000MTC154408U2
3807 |  |  |  | GLC-T | GLC-T | 00000MTC15440A69
3808 |  |  | GRUPOWANIE | WS-C3560X-24P-S | WS-C3560X-24P-S | FDO1546W0KC
3809 |  |  |  | C3KX-PWR-715WAC | C3KX-PWR-715WAC | LIT15390AQY
3810 |  |  |  | C3KX-NM-1G | C3KX-NM-1G | FDO154610JN
3811 |  |  |  | GLC-T | GLC-T | 00000MTC154402GE
3812 |  |  |  | GLC-T | GLC-T | 00000MTC154409XJ
3813 |  |  | GRUPOWANIE | WS-C3560X-24P-S | WS-C3560X-24P-S | FDO1546V10K
3814 |  |  |  | C3KX-PWR-715WAC | C3KX-PWR-715WAC | LIT15390AQB
3815 |  |  |  | C3KX-NM-1G | C3KX-NM-1G | FDO154610N8
3816 |  |  |  | GLC-T | GLC-T | 00000MTC154408R6
3817 | Rumunia - Bukareszt - IP | Rumunia---Bukareszt---IP: Instytut Polski w Bukareszcie strada Popa Savu 28 011433 Bukareszt, Rumunia | GRUPOWANIE | CISCO2921/K9 chassis, Hw Serial#: FCZ194262GE, Hw Revision: 1.0 | CISCO2921/K9 | FCZ194262GE
3818 |  |  |  | 4 Port GE POE EHWIC Switch | EHWIC-4ESG-P | FOC19331K4B
3819 |  |  |  | C2921/C2951 AC Power Supply" | PWR-2921-51-AC | QCS19200PRS
3820 |  |  | GRUPOWANIE | WS-C3560X-24P | WS-C3560X-24P-S | FDO1743R0JP
3821 |  |  |  | FRU Power Supply | C3KX-PWR-715WAC | LIT18080W4H
3822 | Senegal - Dakar - AMB | Ambasada Rzeczypospolitej Polskiej w Republice Senegalu, Route des Almadies, Immeuble, B.P. 14419, Dakar Peytavin Dakar, Senega | GRUPOWANIE | Cisco ISR4351 Chassis | ISR4351/K9 | FLM2216W0M6
3823 |  |  |  | 1000W AC Power Supply for Cisco ISR4450 | PWR-4450-1000W-AC | DCA2118Y0SR
3824 |  |  |  | Cisco ISR4450, ISR4350 Fan Assembly | ACS-4450-FANASSY | N/A
3825 |  |  |  | Single POE for Cisco ISR4450, ISR4350 | PWR-POE-4450 | FOC220213W2
3826 |  |  |  | Cisco ISR4351 Built-In NIM controller | ISR4351/K9 | N/A
3827 |  |  |  | NIM-1MFT-T1/E1 - T1/E1 Serial Module | NIM-1MFT-T1/E1 | FOC220927RV
3828 |  |  |  | PVDM4-64 Voice DSP Module | PVDM4-64 | FOC22124ADT
3829 |  |  |  | NIM-2FXS/4FXO Voice Analog Module | NIM-2FXS/4FXO | FOC214754U1
3830 |  |  |  | NIM-4G-LTE-GA Module | NIM-4G-LTE-GA | FOC220921H9
3831 |  |  |  | Sierra Wireless MC7304 4G-GA | MC7304 4G-GA | 352761063391610
3832 |  |  |  | ISR SSD Module | ISR-SSD | N/A
3833 |  |  |  | harddisk | UBA2RFO200HCE1-FTG-CS | 11001583105
3834 |  |  |  | Front Panel 3 ports Gigabitethernet Module | ISR4351-3x1GE | N/A
3835 |  |  |  | Cisco ISR4351 Built-In SM controller | ISR4351/K9 | N/A
3836 |  |  |  | UCS-E160S-M3/K9 - UCSE SW Module | UCS-E160S-M3/K9 | FOC2148387V
3837 |  |  |  | Cisco ISR4351 Built-In SM controller | ISR4351/K9 | N/A
3838 |  |  |  | SM-X-ES3-24-P: EtherSwitch SM L3 + PoEPlus + MACSec + 24 10/100/1000 | SM-X-ES3-24-P | FOC21494VMG
3839 |  |  |  | Cisco ISR4351 Route Processor | ISR4351/K9 | FDO221417YM
3840 |  |  |  | Cisco ISR4351 Forwarding Processor | ISR4351/K9 | N/A
3841 |  |  | GRUPOWANIE | ASA5506 | ASA5506 | JMX2325G0YC
3842 | Serbia - Belgrad - AMB | Serbia---Belgrad---AMB: Ambasada Rzeczypospolitej Polskiej w Republice Serbii,Serbia,Belgrad,11 000,Kneza Miloša 38 | GRUPOWANIE | CISCO2921/K9 chassis, Hw Serial#: FGL154811N6, Hw Revision: 1.0 | CISCO2921/K9 | FGL154811N6
3843 |  |  |  | VWIC3-1MFT-T1/E1 - 1-Port RJ-48 Multiflex Trunk - T1/E1 | VWIC3-1MFT-T1/E1 | FOC15455A5Z
3844 |  |  |  | 3rd generation four port FXS DID voice interface daughtercard | VIC3-4FXS/DID | FOC15452MJ7
3845 |  |  |  | 3rd generation four port FXS DID voice interface daughtercard | VIC3-4FXS/DID | FOC15452MUY
3846 |  |  |  | PVDM3 DSP DIMM with 64 Channels | PVDM3-64 | FOC15421H9D
3847 |  |  |  | Internal Services Module with Services Ready Engine | ISM-SRE-300-K9 | FOC153652WW
3848 |  |  |  | C2921/C2951 AC Power Supply | PWR-2921-51-AC | DCA1540K3RJ
3849 |  |  | GRUPOWANIE | WS-C3560X-24P | WS-C3560X-24P-S | FDO1545R1PL
3850 |  |  |  | FRU Power Supply | C3KX-PWR-715WAC | LIT15390CRS
3851 |  |  |  | FRULink 1G Module | C3KX-NM-1G | FDO15451F9A
3852 |  |  | GRUPOWANIE | WS-C3560X-24P-S | WS-C3560X-24P-S | FDO1545R1PD
3853 |  |  |  | C3KX-PWR-715WAC | C3KX-PWR-715WAC | LIT15390CRY
3854 |  |  | GRUPOWANIE | CISCO2921/K9 | CISCO2921/K9 | FGL154811N6
3855 | Singapur - Singapur - AMB | Singapur---Singapur---AMB: Ambasada Rzeczypospolitej Polskiej w Republice Singapuru,Singapur,Singapur,238877,435 Orchard Road, #17-02/03 Wisma Atria | GRUPOWANIE | CISCO2921/K9 chassis, Hw Serial#: FGL174310V1, Hw Revision: 1.0 | CISCO2921/K9 | FGL174310V1
3856 |  |  |  | 2nd generation two port BRI voice interface daughtercard | VIC2-2BRI-NT/TE | FOC17404HKQ
3857 |  |  |  | PVDM3 DSP DIMM with 64 Channels | PVDM3-64 | FOC174241VJ
3858 |  |  |  | Internal Services Module with Services Ready Engine | ISM-SRE-300-K9 | FOC17334SC4
3859 |  |  |  | C2921/C2951 AC Power Supply | PWR-2921-51-AC | DCA1739K0HA
3860 |  |  | GRUPOWANIE | WS-C3560X-24P | WS-C3560X-24P-S | FDO2101F05W
3861 |  |  |  | FRU Power Supply | C3KX-PWR-715WAC | LIT20512TCE
3862 |  |  | GRUPOWANIE | AIR-SAP1602I-S-K9 | AIR-SAP1602I-S-K9 | FGL1745W423
3863 |  |  | GRUPOWANIE | WS-C3560X-24P | WS-C3560X-24P-S | FDO1741Z1DE
3864 |  |  |  | FRU Power Supply | C3KX-PWR-715WAC | LIT173419EC
3865 | Słowacja - Bratysława - AMB | Słowacja---Bratysława---AMB: Ambasada Rzeczypospolitej Polskiej w Republice Słowackiej,Słowacja,Bratysława,814 91,HUMMELOVA | GRUPOWANIE | CISCO2921/K9 chassis, Hw Serial#: FGL15481429, Hw Revision: 1.0 | CISCO2921/K9 | FGL15481429
3866 |  |  |  | 2nd generation two port BRI voice interface daughtercard | VIC2-2BRI-NT/TE | FOC15382UAP
3867 |  |  |  | 2nd generation two port BRI voice interface daughtercard | VIC2-2BRI-NT/TE | FOC15442NSH
3868 |  |  |  | 3rd generation four port FXS DID voice interface daughtercard | VIC3-4FXS/DID | FOC15452M5Y
3869 |  |  |  | PVDM3 DSP DIMM with 32 Channels | PVDM3-32 | FOC15264ED3
3870 |  |  |  | Internal Services Module with Services Ready Engine | ISM-SRE-300-K9 | FOC15454E4C
3871 |  |  |  | C2921/C2951 AC Power Supply | PWR-2921-51-AC | DCA1526K1B0
3872 |  |  | GRUPOWANIE | WS-C3560X-48P | WS-C3560X-48PF-S | FDO1546K0D1
3873 |  |  |  | FRU Power Supply | C3KX-PWR-1100WAC | LIT154316YT
3874 |  |  |  | FRULink 1G Module | C3KX-NM-1G | FDO15452EQH
3875 |  |  |  | 10/100/1000BaseTX SFP | GLC-T | 00000MTC154700LF
3876 |  |  |  | 10/100/1000BaseTX SFP | GLC-T | 00000MTC154700N6
3877 | Słowacja - Bratysława - IP | Instytut Polski w Bratysławie, Namestie SNP 27, 814 99 Bratysława, Słowacja | GRUPOWANIE | CISCO2921/K9 chassis, Hw Serial#: FCZ191870JN, Hw Revision: 1.0 | CISCO2921/K9 | FCZ191870JN
3878 |  |  |  | 4 Port GE POE EHWIC Switch | EHWIC-4ESG-P | FOC19066P3H
3879 |  |  |  | C2921/C2951 AC Power Supply | PWR-2921-51-AC | QCS19030P6C
3880 |  |  | GRUPOWANIE | WS-C3560X-24P | WS-C3560X-24P-S | FDO1906P0WB
3881 |  |  |  | FRU Power Supply | C3KX-PWR-715WAC | LIT1903033Z
3882 |  |  |  | FRULink 1G Module | C3KX-NM-1G | FDO19130D54
3883 | Słowenia - Lublana - AMB | Słowenia---Lublana---AMB: Ambasada Rzeczypospolitej Polskiej w Republice Słowenii,Słowenia,Lublana,1000,Bežigrad 10 | GRUPOWANIE | CISCO2921/K9 chassis, Hw Serial#: FCZ173960XY, Hw Revision: 1.0 | CISCO2921/K9 | FCZ173960XY
3884 |  |  |  | 3rd generation four port FXS DID voice interface daughtercard | VIC3-4FXS/DID | FOC173667D4
3885 |  |  |  | 2nd generation two port BRI voice interface daughtercard | VIC2-2BRI-NT/TE | FOC17315LX4
3886 |  |  |  | PVDM3 DSP DIMM with 32 Channels | PVDM3-32 | FOC17361NSB
3887 |  |  |  | Internal Services Module with Services Ready Engine | ISM-SRE-300-K9 | FOC17363L4Z
3888 |  |  |  | C2921/C2951 AC Power Supply" | PWR-2921-51-AC | DCA1724K0NT
3889 |  |  | GRUPOWANIE | WS-C3560X-24P | WS-C3560X-24P-S | FDO1723H34E
3890 |  |  |  | FRU Power Supply | C3KX-PWR-715WAC | LIT17180CKZ
3891 |  |  |  | FRULink 1G Module | C3KX-NM-1G | FDO1734233E
3892 |  |  | GRUPOWANIE | WS-C3560X-24P-S | WS-C3560X-24P-S | FDO1547R11P
3893 | St.Zjed.---Chicago---KG | Konsulat Generalny Rzeczypospolitej Polskiej w Chicago, 1530 North Lake Shore Drive, 60610 Chicago, Stany Zjednoczone (USA) | GRUPOWANIE | CISCO2921/K9 chassis, Hw Serial#: FGL16481205, Hw Revision: 1.0 | CISCO2921/K9 | FGL16481205
3894 |  |  |  | VWIC3-1MFT-T1/E1 - 1-Port RJ-48 Multiflex Trunk - T1/E1 | VWIC3-1MFT-T1/E1 | FOC16455LPK
3895 |  |  |  | 2nd generation four port FXO voice interface daughtercard | VIC2-4FXO | FOC16446RVV
3896 |  |  |  | 3rd generation four port FXS DID voice interface daughtercard | VIC3-4FXS/DID | FOC16456DKZ
3897 |  |  |  | PVDM3 DSP DIMM with 64 Channels | PVDM3-64 | FOC16467D8B
3898 |  |  |  | Internal Services Module with Services Ready Engine | ISM-SRE-300-K9 | FOC164536K3
3899 |  |  |  | C2921/C2951 AC Power Supply | PWR-2921-51-AC | DCA1646K2NA
3900 |  |  | GRUPOWANIE | WS-C3560X-48P | WS-C3560X-48PF-S | FDO1741R0TV
3901 |  |  |  | FRU Power Supply | C3KX-PWR-1100WAC | LIT17270QFC
3902 |  |  |  | FRULink 1G Module | C3KX-NM-1G | FDO174402WG
3903 |  |  | GRUPOWANIE | WS-C3560X-48P | WS-C3560X-48PF-S | FDO1648Z0DA
3904 |  |  |  | FRU Power Supply | C3KX-PWR-1100WAC | LIT16430NHH
3905 | St.Zjed.---Los-Angeles---KG | Konsulat Generalny Rzeczypospolitej Polskiej w Los Angeles, 12400 Wilshire Blvd, Suite 555, California 90025 Los Angeles, Stany Zjednoczone (USA) | GRUPOWANIE | CISCO2921/K9 chassis, Hw Serial#: FGL16451042, Hw Revision: 1.0 | CISCO2921/K9 | FGL16451042
3906 |  |  |  | 2nd generation four port FXO voice interface daughtercard | VIC2-4FXO | FOC16421414
3907 |  |  |  | 2nd generation four port FXO voice interface daughtercard | VIC2-4FXO | FOC16404PRU
3908 |  |  |  | 2nd generation four port FXO voice interface daughtercard | VIC2-4FXO | FOC15500YRT
3909 |  |  |  | 3rd generation four port FXS DID voice interface daughtercard | VIC3-4FXS/DID | FOC16424YKQ
3910 |  |  |  | PVDM3 DSP DIMM with 64 Channels | PVDM3-64 | FOC16415L1D
3911 |  |  |  | Internal Services Module with Services Ready Engine | ISM-SRE-300-K9 | FOC16383CKF
3912 |  |  |  | C2921/C2951 AC Power Supply | PWR-2921-51-AC | DCA1639K093
3913 |  |  | GRUPOWANIE | c36xx Stack | WS-C3650-24PS | FDO2135E04E
3914 |  |  |  | WS-C3650-24PS-S | WS-C3650-24PS-S | FDO2135E04E
3915 |  |  |  | Switch 1 - Power Supply A | PWR-C2-640WAC | LIT21092WG5
3916 |  |  |  | Switch 1 - Power Supply B | PWR-C2-640WAC | LIT21092WNN
3917 |  |  | GRUPOWANIE | WS-C3560X-24P | WS-C3560X-24P-S | FDO1641H1M0
3918 |  |  |  | FRU Power Supply | C3KX-PWR-715WAC | DTN1638K0ZR
3919 |  |  |  | FRULink 1G Module | C3KX-NM-1G | FDO16421MEV
3920 |  |  | GRUPOWANIE | VG310 | VG310 | FGL191910ZS
3921 | St.Zjed.---Nowy-Jork---IP | Instytut Polski w Nowym Jorku (Polski Ośrodek Kultury i Informacji), 60 E 42nd St, Suite 3000, 10165 Nowy Jork, Stany Zjednoczone (USA) | GRUPOWANIE | CISCO2921/K9 chassis, Hw Serial#: FCZ1925619Y, Hw Revision: 1.0 | CISCO2921/K9 | FCZ1925619Y
3922 |  |  |  | 4 Port GE POE EHWIC Switch | EHWIC-4ESG-P | FOC19039X3T
3923 |  |  |  | 2nd generation four port FXO voice interface daughtercard | VIC2-4FXO | FOC2229792T
3924 |  |  |  | PVDM3 DSP DIMM with 32 Channels | PVDM3-32 | FOC21023SJX
3925 |  |  |  | Internal Services Module with Services Ready Engine | ISM-SRE-300-K9 | FOC17459929
3926 |  |  |  | C2921/C2951 AC Power Supply | PWR-2921-51-AC | QCS19060RBY
3927 |  |  | GRUPOWANIE | WS-C3560X-24P | WS-C3560X-24P-S | FDO1923F3GH
3928 |  |  |  | FRU Power Supply | C3KX-PWR-715WAC | LIT19140YK7
3929 |  |  |  | FRULink 1G Module | C3KX-NM-1G | FDO192109M6
3930 | St.Zjed.---Nowy-Jork---KG | Konsulat Generalny Rzeczypospolitej Polskiej w Nowym Jorku, 233 Madison Ave. 10016 Nowy Jork, Stany Zjednoczone (USA) | GRUPOWANIE | CISCO2921/K9 chassis, Hw Serial#: FCZ174870U2, Hw Revision: 1.0 | CISCO2921/K9 | FCZ174870U2
3931 |  |  |  | VWIC3-1MFT-T1/E1 - 1-Port RJ-48 Multiflex Trunk - T1/E1 | VWIC3-1MFT-T1/E1 | FOC17464SX9
3932 |  |  |  | 3rd generation four port FXS DID voice interface daughtercard | VIC3-4FXS/DID | FOC17463WFL
3933 |  |  |  | PVDM3 DSP DIMM with 128 Channels | PVDM3-128 | FOC17440H9R
3934 |  |  |  | Services Module with Services Ready Engine | SM-SRE-910-K9 | FOC17417M2Q
3935 |  |  |  | Internal Services Module with Services Ready Engine | ISM-SRE-300-K9 | FOC17428YSQ
3936 |  |  |  | C2921/C2951 AC Power Supply | PWR-2921-51-AC | DCA1733K2R7
3937 |  |  | GRUPOWANIE | WS-C3560X-48P | WS-C3560X-48PF-S | FDO1741R0LG
3938 |  |  |  | FRU Power Supply | C3KX-PWR-1100WAC | LIT17080MUE
3939 |  |  |  | FRULink 1G Module | C3KX-NM-1G | FDO1744032Y
3940 | St.Zjed.---Nowy-Jork---SPONZ | Stałe Przedstawicielstwo Rzeczypospolitej Polskiej przy Narodach Zjednoczonych w Nowym Jorku, 750, Third Avenue, 10017 Nowy Jork, Stany Zjednoczone (USA) | GRUPOWANIE | CISCO2921/K9 chassis, Hw Serial#: FTX1519AKTC, Hw Revision: 1.0 | CISCO2921/K9 | FTX1519AKTC
3941 |  |  |  | 3rd generation four port FXS DID voice interface daughtercard | VIC3-4FXS/DID | FOC15040PZJ
3942 |  |  |  | PVDM3 DSP DIMM with 32 Channels | PVDM3-32 | FOC151600AZ
3943 |  |  |  | Internal Services Module with Services Ready Engine | ISM-SRE-300-K9 | FOC15081TZ8
3944 |  |  |  | C2921/C2951 AC Power Supply | PWR-2921-51-AC | QCS1514H0B2
3945 | St.Zjed.---Waszyngton---AMB | Ambasada Rzeczypospolitej Polskiej w Stanach Zjednoczonych Ameryki 2640 16th Street, N.W. 20009 Waszyngton, Stany Zjednoczone (USA) | GRUPOWANIE | Cisco ASA 5545-X Adaptive Security Appliance | Cisco ASA 5545-X Adaptive Security Appliance | FCH19447QH8
3946 |  |  |  | "ASA 5545-X with SW | ASA5545 | FGL194640LH
3947 |  |  |  | "ASA 5545-X/5555-X AC Power Supply" | ASA-PWR-AC | 5B216E
3948 |  |  |  | "ASA 5545-X/5555-X AC Power Supply" | ASA-PWR-AC | 5B216D
3949 |  |  |  | "Model Number | N/A | MXA1939025V
3950 |  |  |  | "Model Number | N/A | MXA193901YW
3951 |  |  | GRUPOWANIE | Cisco ASA 5545-X Adaptive Security Appliance | Cisco ASA 5545-X Adaptive Security Appliance | FCH1942J8RW
3952 |  |  |  | "ASA 5545-X with SW | ASA5545 | FGL194640LK
3953 |  |  |  | "ASA 5545-X/5555-X AC Power Supply" | ASA-PWR-AC | 5B2170
3954 |  |  |  | "ASA 5545-X/5555-X AC Power Supply" | ASA-PWR-AC | 5B216Z
3955 |  |  |  | "Model Number | N/A | MXA193902VU
3956 |  |  |  | "Model Number | N/A | MXA193902SA
3957 |  |  | GRUPOWANIE | "CISCO3945-CHASSIS" | CISCO3945-CHASSIS | FTX1519AKEH
3958 |  |  |  | "Cisco Services Performance Engine 150 for Cisco 3900 ISR" | C3900-SPE150/K9 | FOC15142A49
3959 |  |  |  | "3rd generation four port FXS DID voice interface daughtercard" | VIC3-4FXS/DID | FOC15073TGE
3960 |  |  |  | "VWIC3-1MFT-T1/E1 - 1-Port RJ-48 Multiflex Trunk - T1/E1" | VWIC3-1MFT-T1/E1 | FOC15162W4T
3961 |  |  |  | "PVDM3 DSP DIMM with 64 Channels" | PVDM3-64 | FOC15170T6W
3962 |  |  |  | "Internal Services Module with Services Ready Engine" | ISM-SRE-300-K9 | FOC15140UMV
3963 |  |  |  | "C3900 AC Power Supply 1" | PWR-3900-AC | QCS1508P00L
3964 |  |  | GRUPOWANIE | "CISCO3945-CHASSIS" | CISCO3945-CHASSIS | FCZ1946603X
3965 |  |  |  | "Cisco Services Performance Engine 150 for Cisco 3900 ISR" | C3900-SPE150/K9 | FOC19312SGW
3966 |  |  |  | "4 Port GE POE EHWIC Switch" | EHWIC-4ESG-P | FOC19480SSM
3967 |  |  |  | "4 Port GE POE EHWIC Switch" | EHWIC-4ESG-P | FOC19480SP9
3968 |  |  |  | "4 Port GE POE EHWIC Switch" | EHWIC-4ESG-P | FOC19480SJF
3969 |  |  |  | "4 Port GE POE EHWIC Switch" | EHWIC-4ESG-P | FOC19480SSA
3970 |  |  |  | "Internal Services Module - Crypto Engine" | ISM-VPN-39 | FOC1936521Y
3971 |  |  |  | "C3900 AC Power Supply 1" | PWR-3900-AC | SNI1924C9BC
3972 |  |  |  | "C3900 AC Power Supply 2" | PWR-3900-AC | SNI1924C97G
3973 |  |  | GRUPOWANIE | "c38xx Stack" | WS-C3850-24XS | FCW2128C0UF
3974 |  |  |  | "WS-C3850-24XS-E" | WS-C3850-24XS-E | FCW2128C0UF
3975 |  |  |  | "StackPort1/1" | STACK-T1-50CM | LCC2121G5CG
3976 |  |  |  | "StackPort1/2" | STACK-T1-50CM | LCC2121G5CX
3977 |  |  |  | "Switch 1 - Power Supply A" | PWR-C1-715WAC | DCA2117G1Y3
3978 |  |  |  | "Switch 1 - Power Supply B" | PWR-C1-715WAC | DCA2117G1YQ
3979 |  |  |  | "SFP-10GBase-SR" | SFP-10G-SR-S | AVD2124DH5S
3980 |  |  |  | "SFP-10GBase-SR" | SFP-10G-SR-S | AVD2124DH63
3981 |  |  |  | "SFP-10GBase-SR" | SFP-10G-SR-S | AVD2124DH6G
3982 |  |  |  | "SFP-10GBase-SR" | SFP-10G-SR-S | AVD2124DH5H
3983 |  |  |  | "SFP-10GBase-SR" | SFP-10G-SR-S | AVD2124DH85
3984 |  |  |  | "SFP-10GBase-SR" | SFP-10G-SR-S | AVD2124DH81
3985 |  |  |  | "SFP-10GBase-SR" | SFP-10G-SR-S | AVD2124DH7V
3986 |  |  |  | "SFP-10GBase-SR" | SFP-10G-SR-S | AVD2124DH73
3987 |  |  |  | "SFP-10GBase-SR" | SFP-10G-SR-S | AVD2124DH6Y
3988 |  |  |  | "SFP-10GBase-SR" | SFP-10G-SR-S | AVD2124DH6Z
3989 |  |  |  | "10/100/1000BaseTX SFP" | GLC-TE | AVC212020MF
3990 |  |  |  | "10/100/1000BaseTX SFP" | GLC-TE | AVC212020MU
3991 |  |  |  | "1000BaseSX SFP" | GLC-SX-MMD | OPM212519MU
3992 |  |  |  | "1000BaseSX SFP" | GLC-SX-MMD | OPM212519MN
3993 |  |  |  | "1000BaseSX SFP" | GLC-SX-MMD | OPM212519NS
3994 |  |  |  | "1000BaseSX SFP" | GLC-SX-MMD | OPM212519NQ
3995 |  |  |  | "1000BaseSX SFP" | GLC-SX-MMD | OPM212519JQ
3996 |  |  |  | "10/100/1000BaseTX SFP" | GLC-TE | AVC212020M4
3997 |  |  |  | "SFP-10GBase-SR" | SFP-10G-SR-S | AVD2124DTDX
3998 |  |  |  | "1000BaseSX SFP" | GLC-SX-MMD | OPM212519T4
3999 |  |  |  | "WS-C3850-24XS-E" | WS-C3850-24XS-E | FOC2128L2KA
4000 |  |  |  | "StackPort2/1" | STACK-T1-50CM | LCC2121G5CX
4001 |  |  |  | "StackPort2/2" | STACK-T1-50CM | LCC2121G5CG
4002 |  |  |  | "Switch 2 - Power Supply A" | PWR-C1-715WAC | DCA2117G1ZG
4003 |  |  |  | "Switch 2 - Power Supply B" | PWR-C1-715WAC | DCA2117G1Y1
4004 |  |  |  | "SFP-10GBase-SR" | SFP-10G-SR-S | AVD2124DH6A
4005 |  |  |  | "SFP-10GBase-SR" | SFP-10G-SR-S | AVD2124DH6F
4006 |  |  |  | "SFP-10GBase-SR" | SFP-10G-SR-S | AVD2124DH68
4007 |  |  |  | "SFP-10GBase-SR" | SFP-10G-SR-S | AVD2124DH5P
4008 |  |  |  | "SFP-10GBase-SR" | SFP-10G-SR-S | AVD2124DH6V
4009 |  |  |  | "SFP-10GBase-SR" | SFP-10G-SR-S | AVD2124DH5Y
4010 |  |  |  | "SFP-10GBase-SR" | SFP-10G-SR-S | AVD2124DH7T
4011 |  |  |  | "SFP-10GBase-SR" | SFP-10G-SR-S | AVD2124DH7Y
4012 |  |  |  | "SFP-10GBase-SR" | SFP-10G-SR-S | AVD2124DH6W
4013 |  |  |  | "SFP-10GBase-SR" | SFP-10G-SR-S | AVD2124DH74
4014 |  |  |  | "10/100/1000BaseTX SFP" | GLC-TE | AVC212020LS
4015 |  |  |  | "10/100/1000BaseTX SFP" | GLC-TE | AVC212020LW
4016 |  |  |  | "1000BaseSX SFP" | GLC-SX-MMD | OPM212519ML
4017 |  |  |  | "1000BaseSX SFP" | GLC-SX-MMD | OPM212519M8
4018 |  |  |  | "1000BaseSX SFP" | GLC-SX-MMD | OPM212519MA
4019 |  |  |  | "1000BaseSX SFP" | GLC-SX-MMD | OPM212519NT
4020 |  |  |  | "1000BaseSX SFP" | GLC-SX-MMD | OPM212519S2
4021 |  |  |  | "10/100/1000BaseTX SFP" | GLC-TE | AVC212020MG
4022 |  |  |  | "SFP-10GBase-SR" | SFP-10G-SR-S | AVD2124DTDT
4023 |  |  |  | "1000BaseSX SFP" | GLC-SX-MMD | OPM212519TR
4024 |  |  | GRUPOWANIE | "c36xx Stack" | WS-C3650-48PD | FDO2125Q2DM
4025 |  |  |  | "WS-C3650-48FD-S" | WS-C3650-48FD-S | FDO2125Q2DM
4026 |  |  |  | "Switch 1 - Power Supply A" | PWR-C2-640WAC | DCB2114B4CA
4027 |  |  |  | "Switch 1 - Power Supply B" | PWR-C2-1025WAC | LIT21103232
4028 |  |  |  | "1000BaseSX SFP" | GLC-SX-MMD | OPM212519NX
4029 |  |  |  | "WS-C3650-48FD-S" | WS-C3650-48FD-S | FDO2126E0EK
4030 |  |  |  | "Switch 2 - Power Supply A" | PWR-C2-640WAC | DCB2114B4CP
4031 |  |  |  | "Switch 2 - Power Supply B" | PWR-C2-1025WAC | LIT21103259
4032 |  |  |  | "1000BaseSX SFP" | GLC-SX-MMD | OPM212519NU
4033 |  |  | GRUPOWANIE | "c36xx Stack" | WS-C3650-24TD | FDO2126E2A4
4034 |  |  |  | "WS-C3650-24TD-S" | WS-C3650-24TD-S | FDO2126E2A4
4035 |  |  |  | "Switch 1 - Power Supply A" | PWR-C2-250WAC | LIT211122SF
4036 |  |  |  | "Switch 1 - Power Supply B" | PWR-C2-250WAC | LIT211122PR
4037 |  |  |  | "SFP-10GBase-SR" | SFP-10G-SR-S | AVD2124DTEM
4038 |  |  |  | "WS-C3650-24TD-S" | WS-C3650-24TD-S | FDO2126E29N
4039 |  |  |  | "Switch 2 - Power Supply B" | PWR-C2-250WAC | LIT211122TN
4040 |  |  |  | "SFP-10GBase-SR" | SFP-10G-SR-S | AVD2124D6C4
4041 |  |  | GRUPOWANIE | "c36xx Stack" | WS-C3650-24TD | FDO2126E2A7
4042 |  |  |  | "WS-C3650-24TD-S" | WS-C3650-24TD-S | FDO2126E2A7
4043 |  |  |  | "StackPort1/1" | STACK-T2-50CM | LRM2111R0EE
4044 |  |  |  | "StackPort1/2" | STACK-T2-50CM | LRM211110Q6
4045 |  |  |  | "StackAdapter1/1" | C3650-STACK | FDO21250XUJ
4046 |  |  |  | "StackAdapter1/2" | C3650-STACK | FDO21242PBN
4047 |  |  |  | "Switch 1 - Power Supply A" | PWR-C2-250WAC | LIT211122NQ
4048 |  |  |  | "Switch 1 - Power Supply B" | PWR-C2-250WAC | LIT211122QC
4049 |  |  |  | "WS-C3650-24TD-S" | WS-C3650-24TD-S | FDO2126Q226
4050 |  |  |  | "StackPort2/1" | STACK-T2-50CM | LRM211110Q6
4051 |  |  |  | "StackPort2/2" | STACK-T2-50CM | LRM2111R0EE
4052 |  |  |  | "StackAdapter2/1" | C3650-STACK | FDO21242PB6
4053 |  |  |  | "StackAdapter2/2" | C3650-STACK | FDO21251WCH
4054 |  |  |  | "Switch 2 - Power Supply A" | PWR-C2-250WAC | LIT211122QU
4055 |  |  |  | "Switch 2 - Power Supply B" | PWR-C2-250WAC | LIT211122SR
4056 |  |  | GRUPOWANIE | CISCO1941/K9 | CISCO1941/K9 | FCZ192594ZF
4057 |  |  |  | EHWIC-4ESG-P | EHWIC-4ESG-P | FOC19039XAR
4058 |  |  | GRUPOWANIE | GLC-TE= | GLC-TE= | AVC212020LU
4059 |  |  | GRUPOWANIE | GLC-TE= | GLC-TE= | AVC212020PM
4060 |  |  | GRUPOWANIE | GLC-TE= | GLC-TE= | AVC212020M9
4061 |  |  | GRUPOWANIE | GLC-TE= | GLC-TE= | AVC212020MK
4062 |  |  | GRUPOWANIE | GLC-TE= | GLC-TE= | AVC212020MJ
4063 |  |  | GRUPOWANIE | GLC-TE= | GLC-TE= | AVC212020PL
4064 |  |  | GRUPOWANIE | GLC-TE= | GLC-TE= | AVC212020M8
4065 |  |  | GRUPOWANIE | GLC-TE= | GLC-TE= | AVC212020MV
4066 |  |  | GRUPOWANIE | MEM-3900-1GB= | MEM-3900-1GB= | STF211101HA
4067 |  |  | GRUPOWANIE | MEM-3900-1GB= | MEM-3900-1GB= | STF211101FU
4068 |  |  | GRUPOWANIE | MEM-3900-1GB= | MEM-3900-1GB= | STF211101K1
4069 |  |  | GRUPOWANIE | MEM-3900-1GB= | MEM-3900-1GB= | STF211101FX
4070 |  |  | GRUPOWANIE | MEM-2900-2GB= | MEM-2900-2GB= | MXA2111CW8P
4071 |  |  | GRUPOWANIE | AIR-CT2504-5-K9 | AIR-CT2504-5-K9 | PSJ1622078U
4072 |  |  | GRUPOWANIE | C2901-VSEC/K9 | C2901-VSEC/K9 | FTX152400YE
4073 | USA---Waszyngton---WE | Ambasada Rzeczypospolitej Polskiej w Stanach Zjednoczonych Ameryki, 2640 16th Street, N.W. 20009 Waszyngton, Stany Zjednoczone (USA) | GRUPOWANIE | CISCO1941/K9 chassis, Hw Serial#: FCZ192594ZM, Hw Revision: 1.0 | CISCO1941/K9 | FCZ192594ZM
4074 |  |  |  | 4 Port GE POE EHWIC Switch | EHWIC-4ESG-P | FOC19039X1T
4075 |  |  |  | C1941 AC-POE Power Supply | PWR-1941-POE | N/A
4076 |  |  | GRUPOWANIE | WS-C3560X-24P | WS-C3560X-24P-S | FDO1851F0HY
4077 |  |  |  | FRU Power Supply | C3KX-PWR-715WAC | LIT19140YJS
4078 |  |  |  | FRULink 1G Module | C3KX-NM-1G | FDO19210QL2
4079 | USA---Waszyngton---WK | Ambasada Rzeczypospolitej Polskiej w Stanach Zjednoczonych Ameryki, 2640 16th Street, N.W. 20009 Waszyngton, Stany Zjednoczone (USA) | GRUPOWANIE | CISCO2911/K9 chassis, Hw Serial#: FTX1512AH48, Hw Revision: 1.0 | CISCO2911/K9 | FTX1512AH48
4080 |  |  |  | 3rd generation four port FXS DID voice interface daughtercard | VIC3-4FXS/DID | FOC15076UDK
4081 |  |  |  | 2nd generation four port FXO voice interface daughtercard | VIC2-4FXO | FOC15143W8Z
4082 |  |  |  | PVDM3 DSP DIMM with 16 Channels | PVDM3-16 | FOC150832JX
4083 |  |  |  | Internal Services Module with Services Ready Engine | ISM-SRE-300-K9 | FOC15081TYF
4084 |  |  |  | C2911 AC Power Supply | PWR-2911-AC | AZS150816SY
4085 | USA - Houston - KG | Konsulat Generalny Rzeczypospolitej Polskiej w Houston, 3040 Post Oak Blvd. Ste. 525, Houston, TX, 77056 Houston, Stany Zjednoczone (USA) | GRUPOWANIE | Cisco ISR4351 Chassis | ISR4351/K9 | FLM2148V065
4086 |  |  |  | 1000W AC Power Supply for Cisco ISR4450 | PWR-4450-1000W-AC | DCA2119Y092
4087 |  |  |  | Cisco ISR4450, ISR4350 Fan Assembly | ACS-4450-FANASSY | N/A
4088 |  |  |  | Single POE for Cisco ISR4450, ISR4350 | PWR-POE-4450 | FOC21202T9D
4089 |  |  |  | Cisco ISR4351 Built-In NIM controller | ISR4351/K9 | N/A
4090 |  |  |  | NIM-1MFT-T1/E1 - T1/E1 Serial Module | NIM-1MFT-T1/E1 | FOC21316V1A
4091 |  |  |  | NIM-2FXS/4FXO Voice Analog Module | NIM-2FXS/4FXO | FOC21207N8Q
4092 |  |  |  | NIM-4G-LTE-NA Module | NIM-4G-LTE-NA | FOC2135429P
4093 |  |  |  | Sierra Wireless MC7354 4G-NA | MC7354 4G-NA | 356734060491044
4094 |  |  |  | PVDM4-64 Voice DSP Module | PVDM4-64 | FOC21383FRV
4095 |  |  |  | ISR SSD Module | ISR-SSD | N/A
4096 |  |  |  | harddisk | SH9MST6D200GLE32C | STP22181J8F
4097 |  |  |  | Front Panel 3 ports Gigabitethernet Module | ISR4351-3x1GE | N/A
4098 |  |  |  | Cisco ISR4351 Built-In SM controller | ISR4351/K9 | N/A
4099 |  |  |  | UCS-E160S-M3/K9 - UCSE SW Module | UCS-E160S-M3/K9 | FOC213952XX
4100 |  |  |  | Cisco ISR4351 Built-In SM controller | ISR4351/K9 | N/A
4101 |  |  |  | SM-X-ES3-24-P: EtherSwitch SM L3 + PoEPlus + MACSec + 24 10/100/1000 | SM-X-ES3-24-P | FOC21240WFW
4102 |  |  |  | Cisco ISR4351 Route Processor | ISR4351/K9 | FDO21372ZC9
4103 |  |  |  | Cisco ISR4351 Forwarding Processor | ISR4351/K9 | N/A
4104 |  |  | GRUPOWANIE | ASA5506-K9 | ASA5506-K9 | JMX2343X1P8
4105 |  |  |  | ASA5506-PWR-AC | ASA5506-PWR-AC | DAB2327GK17
4106 |  |  |  | ASA5506-SSD | ASA5506-SSD | STP23241DLY
4107 | Szwajcaria---Berno-WK | Szwajcaria---Berno---WK:Konsulat Generalny Rzeczypospolitej Polskiej w Konfederacji Szwajcarskiej,Szwajcaria,Berno,3006,Elfenstrasse 20a | GRUPOWANIE | CISCO2921/K9 chassis, Hw Serial#: FGL154811N5, Hw Revision: 1.0 | CISCO2921/K9 | FGL154811N5
4108 |  |  |  | VWIC3-1MFT-T1/E1 - 1-Port RJ-48 Multiflex Trunk - T1/E1 | VWIC3-1MFT-T1/E1 | FOC154559ZR
4109 |  |  |  | 3rd generation four port FXS DID voice interface daughtercard | VIC3-4FXS/DID | FOC15452MGP
4110 |  |  |  | 3rd generation four port FXS DID voice interface daughtercard | VIC3-4FXS/DID | FOC15452MUL
4111 |  |  |  | PVDM3 DSP DIMM with 64 Channels | PVDM3-64 | FOC15421HD0
4112 |  |  |  | Internal Services Module with Services Ready Engine | ISM-SRE-300-K9 | FOC15410BEZ
4113 |  |  |  | C2921/C2951 AC Power Supply | PWR-2921-51-AC | DCA1540K3RK
4114 |  |  | GRUPOWANIE | WS-C3560X-24P | WS-C3560X-24P-S | FDO1545V1FB
4115 |  |  |  | FRU Power Supply | C3KX-PWR-715WAC | LIT15390CT8
4116 |  |  |  | FRULink 1G Module | C3KX-NM-1G | FDO15451F94
4117 |  |  |  | 10/100/1000BaseTX SFP | GLC-T | 00000MTC154409UP
4118 |  |  |  | 10/100/1000BaseTX SFP | GLC-T | 00000MTC154409U1
4119 |  |  |  | 10/100/1000BaseTX SFP | GLC-T | MTC1544083C
4120 |  |  |  | 1000BaseSX SFP | GLC-SX-MMD | ACW220901T2
4121 |  |  | GRUPOWANIE | WS-C3560CX-12PC-S | WS-C3560CX-12PC-S | FOC2223T1ZK
4122 |  |  |  | 1000BaseSX SFP | GLC-SX-MMD | ACW220901T1
4123 |  |  |  | 1000BaseSX SFP | GLC-SX-MMD | ACW220901SZ
4124 |  |  | GRUPOWANIE | WS-C3560CX-12PC-S | WS-C3560CX-12PC-S | FOC2223T1UA
4125 |  |  |  | GLC-SX-MMD | GLC-SX-MMD | ACW220901T0
4126 | Szwajcaria---Berno---AMB | Szwajcaria---Berno---AMB:Ambasada Rzeczypospolitej Polskiej w Konfederacji Szwajcarskiej,Elfenstrasse 9, 3006 Berno, Szwajcaria | GRUPOWANIE | ISR4331/K9 | ISR4331/K9 | FDO2245A3A3
4127 |  |  |  | PWR-4330-POE-AC | PWR-4330-POE-AC | DCA2237203M
4128 |  |  |  | ACS-4330-FANASSY | ACS-4330-FANASSY | N/A
4129 |  |  |  | ISR4331/K9 | ISR4331/K9 | N/A
4130 |  |  |  | NIM-LTEA-EA | NIM-LTEA-EA | FOC213269Q5
4131 |  |  |  | EM7455 EA | EM7455 EA | 356129070066540
4132 |  |  |  | NIM-2T | NIM-2T | FOC2242B2JV
4133 |  |  |  | ISR4331-3x1GE | ISR4331-3x1GE | N/A
4134 |  |  |  | ISR4331/K9 | ISR4331/K9 | N/A
4135 |  |  |  | SM-X-ES3-24-P | SM-X-ES3-24-P | FOC2242AN75
4136 |  |  |  | ISR4331/K9 | ISR4331/K9 | FDO22450386
4137 |  |  |  | ISR4331/K9 | ISR4331/K9 | N/A
4138 |  |  | GRUPOWANIE | WS-C3560CX-12PC-S | WS-C3560CX-12PC-S | FOC2306T00P
4139 | Szwajcaria---Genewa---Sponz | Szwajcaria---Genewa---Sponz: 15 l Ancienne Route, 1218 Grand Saconnex Genewa, Szwajcaria | GRUPOWANIE | CISCO2951/K9 chassis, Hw Serial#: FGL154712X0, Hw Revision: 1.0 | CISCO2951/K9 | FGL154712X0
4140 |  |  |  | VWIC3-1MFT-T1/E1 - 1-Port RJ-48 Multiflex Trunk - T1/E1 | VWIC3-1MFT-T1/E1 | FOC15426JJ5
4141 |  |  |  | PVDM3 DSP DIMM with 128 Channels | PVDM3-128 | FOC15423NJV
4142 |  |  |  | Internal Services Module with Services Ready Engine | ISM-SRE-300-K9 | FOC15424GJ3
4143 |  |  |  | C2921/C2951 AC Power Supply | PWR-2921-51-AC | DCA1540K41E
4144 |  |  | GRUPOWANIE | WS-C3560X-48P | WS-C3560X-48PF-S | FDO1546Z10J
4145 |  |  |  | FRU Power Supply | C3KX-PWR-1100WAC | LIT153801TL
4146 |  |  |  | FRULink 1G Module | C3KX-NM-1G | FDO15451F8A
4147 |  |  | GRUPOWANIE | WS-C3560X-48P | WS-C3560X-48PF-S | FDO1546V1CK
4148 |  |  |  | FRU Power Supply | C3KX-PWR-1100WAC | LIT153801QY
4149 |  |  |  | FRULink 1G Module | C3KX-NM-1G | FDO15451F9B
4150 |  |  | GRUPOWANIE | WS-C3560CX-12PC-S | WS-C3560CX-12PC-S | FOC2306T00P
4151 |  |  | GRUPOWANIE | AIR-SAP1602I-E-K9 | AIR-SAP1602I-E-K9 | FGL1809X4JY
4152 | Szwecja---Sztokholm---Amb | Szwecja---Sztokholm---Amb: Karlavägen 35, 114 31 Sztokholm, Szwecja | GRUPOWANIE | CISCO2951/K9 | CISCO2951/K9 | FGL154811NK
4153 |  |  |  | VWIC3-1MFT-T1/E1 | VWIC3-1MFT-T1/E1 | FOC15455AFC
4154 |  |  |  | VIC3-4FXS/DID | VIC3-4FXS/DID | FOC15383RTJ
4155 |  |  |  | PVDM3-128 | PVDM3-128 | FOC15423NK2
4156 |  |  |  | ISM-SRE-300-K9 | ISM-SRE-300-K9 | FOC15410BCN
4157 |  |  |  | PWR-2921-51-AC | PWR-2921-51-AC | DCA1540K3QT
4158 |  |  | GRUPOWANIE | WS-C3560X-24P-S | WS-C3560X-24P-S | FDO1547P03P
4159 |  |  |  | C3KX-PWR-715WAC | C3KX-PWR-715WAC | LIT15390C03
4160 |  |  |  | C3KX-NM-1G | C3KX-NM-1G | FDO154610CX
4161 |  |  |  | 10/100/1000BaseTX SFP | 10/100/1000BaseTX SFP | 00000MTC154403NA
4162 |  |  |  | 10/100/1000BaseTX SFP | 10/100/1000BaseTX SFP | 00000MTC154700UF
4163 |  |  | GRUPOWANIE | WS-C3560X-24P-S | WS-C3560X-24P-S | FDO1546V0Z1
4164 |  |  |  | C3KX-PWR-715WAC | C3KX-PWR-715WAC | LIT15390C0T
4165 |  |  |  | C3KX-NM-1G | C3KX-NM-1G | FDO154610N1
4166 |  |  | GRUPOWANIE | WS-C3560X-24P-S | WS-C3560X-24P-S | FDO1723Z0VD
4167 |  |  |  | C3KX-PWR-715WAC | C3KX-PWR-715WAC | DCB1714A13D
4168 |  |  |  | C3KX-NM-1G | C3KX-NM-1G | FDO17301XTY
4169 | Szwecja---Sztokholm---IP | Instytut Polski w Sztokholmie, Mosebacke torg 4, 116 46 Sztokholm, Szwecja | GRUPOWANIE | CISCO2921/K9 | CISCO2921/K9 | FCZ192070QF
4170 |  |  |  | EHWIC-4ESG-P | EHWIC-4ESG-P | FOC191040VC
4171 |  |  |  | PWR-2921-51-AC | PWR-2921-51-AC | QCS19030PYL
4172 |  |  | GRUPOWANIE | WS-C3560X-24P-S | WS-C3560X-24P-S | FDO1908H12D
4173 |  |  |  | C3KX-PWR-715WAC | C3KX-PWR-715WAC | DCB1905A18A
4174 |  |  |  | C3KX-NM-1G | C3KX-NM-1G | FDO1919029A
4175 | Szwecja---Sztokhlm---WK | Szwecja---Sztokhlm---WK: Prästgardsgatan 5, 172 32 Sundbyberg | GRUPOWANIE | CISCO2921/K9 | CISCO2921/K9 | FCZ192070QJ
4176 |  |  |  | EHWIC-4ESG-P | EHWIC-4ESG-P | FOC191040PQ
4177 |  |  |  | PWR-2921-51-AC | PWR-2921-51-AC | QCS19030PW6
4178 |  |  | GRUPOWANIE | WS-C3560X-24P-S | WS-C3560X-24P-S | FDO1547K031
4179 |  |  |  | C3KX-PWR-715WAC | C3KX-PWR-715WAC | LIT15390C05
4180 |  |  |  | C3KX-NM-1G | C3KX-NM-1G | FDO15460QY1
4181 |  |  | GRUPOWANIE | C881-V-K9 | C881-V-K9 | FCZ1652C32J
4182 | Tajlandia---Bangkok---AMB | Tajlandia---Bangkok---AMB: Ambasada Rzeczypospolitej Polskiej w Królestwie Tajlandii,Tajlandia,Bangkok,10310,100/81-82. 25th floor. Vongvanij Building B, Rama 9 Road, Huaykwang | GRUPOWANIE | CISCO2921/K9 | CISCO2921/K9 | FCZ174870R4
4183 |  |  |  | VIC3-4FXS/DID | VIC3-4FXS/DID | FOC20218KG9
4184 |  |  |  | VWIC3-1MFT-T1/E1 | VWIC3-1MFT-T1/E1 | FOC20218PHB
4185 |  |  |  | PVDM3-32 | PVDM3-32 | FOC17441BFT
4186 |  |  |  | PVDM3-64 | PVDM3-64 | FOC20270ASJ
4187 |  |  |  | ISM-SRE-300-K9 | ISM-SRE-300-K9 | FOC17428YUR
4188 |  |  |  | PWR-2921-51-AC | PWR-2921-51-AC | DCA1733K327
4189 |  |  | GRUPOWANIE | WS-C3560X-48PF-S | WS-C3560X-48PF-S | FDO1741R0QB
4190 |  |  |  | C3KX-PWR-1100WAC | C3KX-PWR-1100WAC | LIT17270SAT
4191 |  |  |  | C3KX-NM-1G | C3KX-NM-1G | FDO17431NJT
4192 |  |  | GRUPOWANIE | WS-C3560X-24P-S | WS-C3560X-24P-S | FDO1747Z0EW
4193 |  |  |  | C3KX-PWR-715WAC | C3KX-PWR-715WAC | LIT17240MRB
4194 |  |  |  | C3KX-NM-1G | C3KX-NM-1G | FDO17450LLN
4195 |  |  | GRUPOWANIE | AIR-SAP1602l-E-K9 | AIR-SAP1602l-E-K9 | FGL1749W20W
4196 |  |  | GRUPOWANIE | AIR-SAP1602l-E-K9 | AIR-SAP1602l-E-K9 | FGL1749W20Y
4197 |  |  | GRUPOWANIE | VG204XM | VG204XM | FCH1743R0CE
4198 |  |  | GRUPOWANIE | ASA5506 | ASA5506 | JMX2405X0Y8
4199 | Tajwan---Tajpej---W.Biuro-Handlowe | Tajwan---Tajpej---W.Biuro-Handlowe: Warszawskie Biuro Handlowe w Tajpej,Tajwan,Tajpej,110,TWTC/ITB Suite 1601-1602, No. 333, Sec. 1, Keelung Rd. | GRUPOWANIE | CISCO2921/K9 | CISCO2921/K9 | FCZ174361N4
4200 |  |  |  | VWIC3-1MFT-T1/E1 | VWIC3-1MFT-T1/E1 | FOC17417Y2C
4201 |  |  |  | VIC3-4FXS/DID | VIC3-4FXS/DID | FOC17385JTA
4202 |  |  |  | VIC2-2BRI-NT/TE | VIC2-2BRI-NT/TE | FOC17382KSD
4203 |  |  |  | PVDM3-64 | PVDM3-64 | FOC17405FZX
4204 |  |  |  | ISM-SRE-300-K9 | ISM-SRE-300-K9 | FOC17363L1U
4205 |  |  |  | PWR-2921-51-AC | PWR-2921-51-AC | DCA1729K1LW
4206 |  |  | GRUPOWANIE | WS-C3560X-48PF-S | WS-C3560X-48PF-S | FDO1727H1K6
4207 |  |  |  | C3KX-PWR-1100WAC | C3KX-PWR-1100WAC | LIT17180Z0H
4208 |  |  |  | C3KX-NM-1G | C3KX-NM-1G | FDO17322E57
4209 |  |  | GRUPOWANIE | WS-C3560X-24P-S | WS-C3560X-24P-S | FDO1736R27E
4210 |  |  |  | C3KX-PWR-715WAC | C3KX-PWR-715WAC | LIT17210NT0
4211 |  |  |  | C3KX-NM-1G | C3KX-NM-1G | FDO173819BG
4212 | Tanzania - Dar-es-Salaam - AMB | Ambasada Rzeczypospolitej Polskiej w Zjednoczonej Republice Tanzanii, Mtwara rd. 15, Oysterbay, P.O.Box 249 Dar-es-Salaam, Tanzania | GRUPOWANIE | Cisco ISR4351 Chassis | ISR4351/K9 | FLM2128W088
4213 |  |  |  | 1000W AC Power Supply for Cisco ISR4450 | PWR-4450-1000W-AC | DCA2026Y0VG
4214 |  |  |  | Cisco ISR4450, ISR4350 Fan Assembly | ACS-4450-FANASSY | N/A
4215 |  |  |  | Single POE for Cisco ISR4450, ISR4350 | PWR-POE-4450 | FOC21121UEV
4216 |  |  |  | Cisco ISR4351 Built-In NIM controlle | ISR4351/K9 | N/A
4217 |  |  |  | NIM-1MFT-T1/E1 - T1/E1 Serial Module | NIM-1MFT-T1/E1 | FOC21185HQ1
4218 |  |  |  | PVDM4-64 Voice DSP Module | PVDM4-64 | FOC21252NR8
4219 |  |  |  | NIM-2FXS/4FXO Voice Analog Module | NIM-2FXS/4FXO | FOC21255GJF
4220 |  |  |  | NIM-4G-LTE-GA Module | NIM-4G-LTE-GA | FOC212154FA
4221 |  |  |  | Sierra Wireless MC7304 4G-GA | MC7304 4G-GA | 352761062535894
4222 |  |  |  | ISR SSD Module | ISR-SSD | JAB092709EL
4223 |  |  |  | harddisk | UBA2RFO200HCE1-FMF-CS | 11001530342
4224 |  |  |  | Front Panel 3 ports Gigabitethernet Module | ISR4351-3x1GE | JAB092709EL
4225 |  |  |  | Cisco ISR4351 Built-In SM controller" | ISR4351/K9 | N/A
4226 |  |  |  | UCS-E160S-M3/K9 - UCSE SW Module | UCS-E160S-M3/K9 | FOC21162J6S
4227 |  |  |  | Cisco ISR4351 Built-In SM controller | ISR4351/K9 | N/A
4228 |  |  |  | SM-X-ES3-24-P: EtherSwitch SM L3 + PoEPlus + MACSec + 24 10/100/1000 | SM-X-ES3-24-P | FOC212070VM
4229 |  |  |  | Cisco ISR4351 Route Processor | ISR4351/K9 | FDO211400JX
4230 |  |  |  | Cisco ISR4351 Forwarding Processor | ISR4351/K9 | N/A
4231 | Tunezja---Tunis---AMB | Tunezja---Tunis---AMB: Ambasada Rzeczypospolitej Polskiej w Republice Tunezyjskiej,Tunezja,Tunis,2045 Les Berges du Lac II,Le Grand Boulevard de la Corniche | GRUPOWANIE | CISCO2921/K9 | CISCO2921/K9 | FCZ174470BE
4232 |  |  |  | VIC3-4FXS/DID | VIC3-4FXS/DID | FOC17385J2N
4233 |  |  |  | VIC2-4FXO | VIC2-4FXO | FOC173253DT
4234 |  |  |  | VIC2-4FXO | VIC2-4FXO | FOC1732538U
4235 |  |  |  | PVDM3-64 | PVDM3-64 | FOC174242MC
4236 |  |  |  | ISM-SRE-300-K9 | ISM-SRE-300-K9 | FOC17373M44
4237 |  |  |  | PWR-2921-51-AC | PWR-2921-51-AC | QCS1731H12B
4238 |  |  | GRUPOWANIE | WS-C3560X-48PF-S | WS-C3560X-48PF-S | FDO1734P2Z9
4239 |  |  |  | C3KX-PWR-1100WAC | C3KX-PWR-1100WAC | LIT172415WN
4240 |  |  |  | C3KX-NM-1G | C3KX-NM-1G | FDO17390SG3
4241 |  |  |  | GLC-T | GLC-T | 00000MTC163201X0
4242 |  |  |  | 10/100/1000BaseTX SFP | Unspecified | AGM154422TJ
4243 |  |  | GRUPOWANIE | WS-C3560X-24P-S | WS-C3560X-24P-S | FDO1638Z1HE
4244 |  |  |  | C3KX-PWR-715WAC | C3KX-PWR-715WAC | DTN1630K0K1
4245 |  |  |  | C3KX-NM-1G | C3KX-NM-1G | FDO16330FK6
4246 |  |  |  | GLC-T | GLC-T | 00000MTC1632020G
4247 |  |  | GRUPOWANIE | VG204XM | VG204XM | FCH1742R0A4
4248 | Turcja---Ankara---AMB | Turcja---Ankara---AMB: Ambasada Rzeczypospolitej Polskiej w Republice Turcji,Turcja,Ankara,06-650 Kavaklidere PK-20,Atatürk Bulvari 241 | GRUPOWANIE | CISCO2921/K9 | CISCO2921/K9 | FGL154811N8
4249 |  |  |  | VWIC3-1MFT-T1/E1 | VWIC3-1MFT-T1/E1 | FOC15455ADZ
4250 |  |  |  | VIC3-4FXS/DID | VIC3-4FXS/DID | FOC15452M7N
4251 |  |  |  | VIC3-4FXS/DID | VIC3-4FXS/DID | FOC15452MR6
4252 |  |  |  | PVDM3-64 | PVDM3-64 | FOC15421HE3
4253 |  |  |  | ISM-SRE-300-K9 | ISM-SRE-300-K9 | FOC15424GHZ
4254 |  |  |  | PWR-2921-51-AC | PWR-2921-51-AC | DCA1540K3Q0
4255 |  |  | GRUPOWANIE | WS-C3560X-24P-S | WS-C3560X-24P-S | FDO1546K0WK
4256 |  |  |  | C3KX-PWR-715WAC | C3KX-PWR-715WAC | LIT15390D6Y
4257 |  |  |  | C3KX-NM-1G | C3KX-NM-1G | FDO15451F1D
4258 |  |  |  | GLC-SX-MMD | GLC-SX-MMD | FNS153122M4
4259 |  |  |  | GLC-SX-MMD | GLC-SX-MMD | FNS1711180F
4260 |  |  | GRUPOWANIE | WS-C3560X-24P-S | WS-C3560X-24P-S | FDO1545R04R
4261 |  |  |  | C3KX-PWR-715WAC | C3KX-PWR-715WAC | LIT15390D7G
4262 |  |  |  | C3KX-NM-1G | C3KX-NM-1G | FDO15451U2W
4263 |  |  |  | 10/100/1000BaseTX SFP | Unspecified | AGM1545242P
4264 |  |  |  | 10/100/1000BaseTX SFP | Unspecified | AGM1545243G
4265 |  |  |  | 10/100/1000BaseTX SFP | Unspecified | AGM154523ML
4266 |  |  | GRUPOWANIE | WS-C3560X-24P-S | WS-C3560X-24P-S | FDO1545R1NH
4267 |  |  |  | C3KX-PWR-715WAC | C3KX-PWR-715WAC | LIT15390D02
4268 |  |  |  | C3KX-NM-1G | C3KX-NM-1G | FDO15451TZU
4269 |  |  |  | GLC-SX-MMD | GLC-SX-MMD | FNS1711180Q
4270 |  |  | GRUPOWANIE | WS-C3560X-24P-S | WS-C3560X-24P-S | FDO1546P0VZ
4271 |  |  |  | C3KX-PWR-715WAC | C3KX-PWR-715WAC | LIT15390D6J
4272 |  |  |  | C3KX-NM-1G | C3KX-NM-1G | FDO15451TWQ
4273 |  |  | GRUPOWANIE | WS-C3560X-24P-S | WS-C3560X-24P-S | FDO2025F00H
4274 |  |  |  | C3KX-PWR-715WAC | C3KX-PWR-715WAC | DCB1923A388
4275 |  |  | GRUPOWANIE | WS-C3560CX-12PC-S | WS-C3560CX-12PC-S | FOC2226Y3GJ
4276 |  |  | GRUPOWANIE | ASA5506 | ASA5506 | JMX2316G0ZM
4277 | Turcja---Stambuł---KG | Konsulat Generalny Rzeczypospolitej Polskiej w Stambule, GİZ 2000 Plaza, Maslak Mah. Eski Büyükdere Cad.,No:7, K.5 | GRUPOWANIE | CISCO2921/K9 | CISCO2921/K9 | FGL192911ZJ
4278 |  |  |  | EHWIC-4ESG-P | EHWIC-4ESG-P | FOC19207WR6
4279 |  |  |  | VWIC3-1MFT-T1/E1 | VWIC3-1MFT-T1/E1 | FOC1924127Q
4280 |  |  |  | VIC3-4FXS/DID | VIC3-4FXS/DID | FOC19249GSL
4281 |  |  |  | VIC2-4FXO | VIC2-4FXO | FOC192820SZ
4282 |  |  |  | PVDM3-64 | PVDM3-64 | FOC192666NG
4283 |  |  |  | UCS-E160D-M2/K9 | UCS-E160D-M2/K9 | FOC191520HD
4284 |  |  |  | ISM-SRE-300-K9 | ISM-SRE-300-K9 | FOC19244AKW
4285 |  |  |  | PWR-2921-51-AC | PWR-2921-51-AC | QCS19180S9N
4286 |  |  | GRUPOWANIE | WS-C3560X-24P-S | WS-C3560X-24P-S | FDO1721R12Y
4287 |  |  |  | C3KX-PWR-715WAC | C3KX-PWR-715WAC | LIT1714064H
4288 |  |  |  | C3KX-NM-1G | C3KX-NM-1G | FDO17281BPJ
4289 |  |  | GRUPOWANIE | WS-C3560X-24P-S | WS-C3560X-24P-S | FDO1923F3H6
4290 |  |  |  | C3KX-PWR-715WAC | C3KX-PWR-715WAC | LIT19140WS4
4291 |  |  |  | C3KX-NM-1G | C3KX-NM-1G | FDO19210AGX
4292 |  |  | GRUPOWANIE | ASA5506 | ASA5506 | JMX2301G0DD
4293 | Ukraina---Charków---KG | Konsulat Generalny Rzeczypospolitej Polskiej w Charkowie, Alchevskyh 16, 61002 Charków, Ukraina | GRUPOWANIE | CISCO2921/K9 | CISCO2921/K9 | FCZ182960M9
4294 |  |  |  | VIC3-4FXS/DID | VIC3-4FXS/DID | FOC181640N9
4295 |  |  |  | VIC3-4FXS/DID | VIC3-4FXS/DID | FOC18111C6G
4296 |  |  |  | VWIC3-1MFT-T1/E1 | VWIC3-1MFT-T1/E1 | FOC18118H59
4297 |  |  |  | PVDM3-128 | PVDM3-128 | FOC18276C7J
4298 |  |  |  | SM-SRE-910-K9 | SM-SRE-910-K9 | FOC18206Q95
4299 |  |  |  | ISM-SRE-300-K9 | ISM-SRE-300-K9 | FOC18114QP1
4300 |  |  |  | PWR-2921-51-AC | PWR-2921-51-AC | QCS18070NMV
4301 |  |  | GRUPOWANIE | WS-C3560X-48PF-S | WS-C3560X-48PF-S | FDO1818H0LL
4302 |  |  |  | C3KX-PWR-1100WAC | C3KX-PWR-1100WAC | LIT18040ARX
4303 |  |  |  | WS-C3560X-24P-S | WS-C3560X-24P-S | FDO1743Z0E5
4304 | Ukraina---Kijow---Ambasada | Ukraina---Kijow---Ambasada: Jarosławiw Wał 12, 01901 Kijów, Ukraina | GRUPOWANIE | CISCO2951/K9 | CISCO2951/K9 | FGL1550125N
4305 |  |  |  | VWIC3-1MFT-T1/E1 | VWIC3-1MFT-T1/E1 | FOC15463B12
4306 |  |  |  | VIC3-4FXS/DID | VIC3-4FXS/DID | FOC15465KHP
4307 |  |  |  | VIC3-4FXS/DID | VIC3-4FXS/DID | FOC15457M6Z
4308 |  |  |  | PVDM3-128 | PVDM3-128 | FOC154674JZ
4309 |  |  |  | ISM-SRE-300-K9 | ISM-SRE-300-K9 | FOC15463CGK
4310 |  |  |  | PWR-2921-51-AC | PWR-2921-51-AC | DCA1543K1AK
4311 |  |  | GRUPOWANIE | WS-C3560X-24P-S | WS-C3560X-24P-S | FDO1546K1VD
4312 |  |  |  | C3KX-PWR-715WAC | C3KX-PWR-715WAC | LIT154213JC
4313 |  |  |  | C3KX-NM-1G | C3KX-NM-1G | FDO154918Q9
4314 |  |  |  | 10/100/1000BaseTX SFP | 10/100/1000BaseTX SFP | 00000MTC1547066W
4315 |  |  |  | 10/100/1000BaseTX SFP | 10/100/1000BaseTX SFP | 00000MTC15470FR9
4316 |  |  |  | 10/100/1000BaseTX SFP | 10/100/1000BaseTX SFP | 00000MTC154707VH
4317 |  |  | GRUPOWANIE | WS-C3560X-24P-S | WS-C3560X-24P-S | FDO1546R0YF
4318 |  |  |  | C3KX-PWR-715WAC | C3KX-PWR-715WAC | LIT154213JB
4319 |  |  |  | C3KX-NM-1G | C3KX-NM-1G | FDO15491929
4320 |  |  |  | 10/100/1000BaseTX SFP | 10/100/1000BaseTX SFP | 00000MTC15470F61
4321 |  |  |  | 10/100/1000BaseTX SFP | 10/100/1000BaseTX SFP | 00000MTC154709XH
4322 |  |  | GRUPOWANIE | WS-C3560X-48PF-S | WS-C3560X-48PF-S | FDO1729Z2A7
4323 |  |  |  | C3KX-PWR-1100WAC | C3KX-PWR-1100WAC | LIT172012V3
4324 |  |  |  | C3KX-NM-1G | C3KX-NM-1G | FDO17370KZF
4325 |  |  |  | 10/100/1000BaseTX SFP | 10/100/1000BaseTX SFP | 00000MTC15470F9A
4326 |  |  |  | 10/100/1000BaseTX SFP | 10/100/1000BaseTX SFP | 00000MTC154704H4
4327 |  |  | GRUPOWANIE | WS-C2960CPD-8PT-L | WS-C2960CPD-8PT-L | FOC2007W1QF
4328 |  |  | GRUPOWANIE | WS-C2960CPD-8PT-L | WS-C2960CPD-8PT-L | F0C2007W1QF
4329 |  |  | GRUPOWANIE | WS-C3560X-24P-S | WS-C3560X-24P-S | FD01546R23Y
4330 |  |  |  | C3KX-PWR-715WAC | C3KX-PWR-715WAC | LIT154213JG
4331 |  |  |  | C3KX-NM-1G | C3KX-NM-1G | FDO1549196E
4332 |  |  |  | GLC-T | GLC-T | MTC154709YS
4333 | Ukraina---Kijów---IP |  | GRUPOWANIE | CISCO2921/K9 | CISCO2921/K9 | FCZ174460V9
4334 |  |  |  | VWIC3-1MFT-T1/E1 | VWIC3-1MFT-T1/E1 | FOC17417YTC
4335 |  |  |  | VIC3-4FXS/DID | VIC3-4FXS/DID | FOC17385K45
4336 |  |  |  | VIC2-4FXO | VIC2-4FXO | FOC15461XPR
4337 |  |  |  | PVDM3-128 | PVDM3-128 | FOC17421BWE
4338 |  |  |  | ISM-SRE-300-K9 | ISM-SRE-300-K9 | FOC17384C4X
4339 |  |  |  | PWR-2921-51-AC | PWR-2921-51-AC | QCS1731H1J5
4340 |  |  | GRUPOWANIE | WS-C3560X-48PF-S | WS-C3560X-48PF-S | FDO1729Z2DP
4341 |  |  |  | C3KX-PWR-1100WAC | C3KX-PWR-1100WAC | LIT1720122Z
4342 |  |  |  | C3KX-NM-1G | C3KX-NM-1G | FDO17370LTN
4343 | Ukraina---Kijów---WK | Instytut Polski w Kijowie, Bohdana Chmelnyckoho 29/2 lok. 17, 01-030 Kijów, Ukraina | GRUPOWANIE | CISCO2921/K9 | CISCO2921/K9 | FGL155012EM
4344 |  |  |  | VWIC3-1MFT-T1/E1 | VWIC3-1MFT-T1/E1 | FOC15463B1Q
4345 |  |  |  | VIC3-4FXS/DID | VIC3-4FXS/DID | FOC15465KFT
4346 |  |  |  | VIC3-4FXS/DID | VIC3-4FXS/DID | FOC15465KT8
4347 |  |  |  | PVDM3-64 | PVDM3-64 | FOC154673W5
4348 |  |  |  | ISM-SRE-300-K9 | ISM-SRE-300-K9 | FOC15454E8Q
4349 |  |  |  | PWR-2921-51-AC | PWR-2921-51-AC | DCA1543K185
4350 |  |  | GRUPOWANIE | WS-C3560X-48PF-S | WS-C3560X-48PF-S | FDO1548R01A
4351 |  |  |  | C3KX-PWR-1100WAC | C3KX-PWR-1100WAC | LIT1538027W
4352 |  |  |  | C3KX-NM-1G | C3KX-NM-1G | FDO1547247E
4353 | Ukraina---Łuck---KG | Konsulat Generalny Rzeczypospolitej Polskiej w Łucku, Dubniwska 22b, 43 - 010 Łuck, Ukraina | GRUPOWANIE | ISR4351/K9 | ISR4351/K9 | FDO2246A0MZ
4354 |  |  |  | PWR-4450-1000W-AC | PWR-4450-1000W-AC | DCA2230Y0MY
4355 |  |  |  | ACS-4450-FANASSY | ACS-4450-FANASSY | N/A
4356 |  |  |  | PWR-POE-4450 | PWR-POE-4450 | FOC224232MX
4357 |  |  |  | NIM-1MFT-T1/E1 | NIM-1MFT-T1/E1 | FOC223621E5
4358 |  |  |  | PVDM4-64 | PVDM4-64 | FOC2242B46L
4359 |  |  |  | NIM-LTEA-EA | NIM-LTEA-EA | FOC213269LD
4360 |  |  |  | EM7455 EA | EM7455 EA | 356129070067092
4361 |  |  |  | NIM-4FXSP | NIM-4FXSP | FOC22387KNE
4362 |  |  |  | ISR-SSD | ISR-SSD | N/A
4363 |  |  |  | SH9MST6D200GLE32C | SH9MST6D200GLE32C | STP22190X4W
4364 |  |  |  | SM-X-ES3-24-P | SM-X-ES3-24-P | FOC2242AN5J
4365 |  |  |  | ISR4351/K9 | ISR4351/K9 | FDO22440J3F
4366 |  |  | GRUPOWANIE | C9300-48P | C9300-48P | FOC2242Q038
4367 |  |  |  | C9300-48P | C9300-48P | FOC2242Q038
4368 |  |  |  | STACK-T1-50CM | STACK-T1-50CM | LCC2238GRG7
4369 |  |  |  | STACK-T1-50CM | STACK-T1-50CM | LCC2238GRG6
4370 |  |  |  | PWR-C1-715WAC | PWR-C1-715WAC | LIT22404732
4371 |  |  |  | PWR-C1-715WAC | PWR-C1-715WAC | LIT224046YU
4372 |  |  |  | C9300-NM-8X | C9300-NM-8X | FOC22375GX2
4373 |  |  | GRUPOWANIE | C9300-48P | C9300-48P | FCW2241E1BZ
4374 |  |  |  | STACK-T1-50CM | STACK-T1-50CM | LCC2238GRG7
4375 |  |  |  | STACK-T1-50CM | STACK-T1-50CM | LCC2238GRG6
4376 |  |  |  | PWR-C1-715WAC | PWR-C1-715WAC | LIT224046Y7
4377 |  |  |  | PWR-C1-715WAC | PWR-C1-715WAC | LIT224049RJ
4378 |  |  |  | C9300-NM-8X | C9300-NM-8X | FOC22375H5A
4379 |  |  | GRUPOWANIE | WS-C3560CX-12PC-S | WS-C3560CX-12PC-S | FOC2242Y43Y
4380 |  |  |  | WS-C3560X-48PF-S | WS-C3560X-48PF-S | FDO1733Z02H
4381 |  |  |  | C3KX-PWR-1100WAC | C3KX-PWR-1100WAC | LIT172419H6
4382 |  |  | GRUPOWANIE | WS-C3560X-48PF-S | WS-C3560X-48PF-S | FDO1733Z02H
4383 |  |  |  | C3KX-PWR-1100WAC | C3KX-PWR-1100WAC | LIT172419H6
4384 |  |  |  | C3KX-NM-1G | C3KX-NM-1G | FDO17410D2F
4385 |  |  | GRUPOWANIE | WS-C3560X-48PF-S | WS-C3560X-48PF-S | FDO1733R02H
4386 |  |  |  | C3KX-PWR-1100WAC | C3KX-PWR-1100WAC | LIT172419CG
4387 |  |  |  | C3KX-NM-1G | C3KX-NM-1G | FDO17410Q5B
4388 |  |  | GRUPOWANIE | SRW2008-K9 | SRW2008-K9 | PSZ20351BTX
4389 |  |  | GRUPOWANIE | SRW2008-K9 | SRW2008-K9 | PSZ20351C9E
4390 | Ukraina---Lwow---KG | Ukraina---Lwow---KG: Iwana Franka 108, 79011 Lwów, Ukraina | GRUPOWANIE | ISR4351/K9 | ISR4351/K9 | FDO2244A0S4
4391 |  |  |  | PWR-4450-1000W-AC | PWR-4450-1000W-AC | DCA2230Y0KR
4392 |  |  |  | PWR-POE-4450 | PWR-POE-4450 | FOC22306W6P
4393 |  |  |  | NIM-1MFT-T1/E1 | NIM-1MFT-T1/E1 | FOC22365316
4394 |  |  |  | PVDM4-64 | PVDM4-64 | FOC22394EQC
4395 |  |  |  | NIM-LTEA-EA | NIM-LTEA-EA | FOC213269LX
4396 |  |  |  | EM7455 EA | EM7455 EA | 356129070066680
4397 |  |  |  | NIM-4FXSP | NIM-4FXSP | FOC22387KD0
4398 |  |  |  | SH9MST6D200GLE32C | SH9MST6D200GLE32C | STP22190W9C
4399 |  |  |  | SM-X-ES3-24-P | SM-X-ES3-24-P | FOC22404DHD
4400 |  |  |  | ISR4351/K9 | ISR4351/K9 | FDO224300QB
4401 |  |  | GRUPOWANIE | C9300-24P | C9300-24P | FOC2241Z0RT
4402 |  |  |  | C9300-24P | C9300-24P | FOC2241Z0RT
4403 |  |  |  | PWR-C1-715WAC | PWR-C1-715WAC | LIT2240456Z
4404 |  |  |  | PWR-C1-715WAC | PWR-C1-715WAC | LIT224045JT
4405 |  |  |  | C9300-NM-8X | C9300-NM-8X | FOC22395P3J
4406 |  |  |  | GLC-SX-MMD | GLC-SX-MMD | FNS17431P2W
4407 |  |  |  | SFP-10G-SR-S | SFP-10G-SR-S | AVD2234DEK2
4408 |  |  |  | SFP-10G-SR-S | SFP-10G-SR-S | AVD2234DA1Y
4409 |  |  | GRUPOWANIE | C9300-24P | C9300-24P | FOC2241Q0XE
4410 |  |  |  | PWR-C1-715WAC | PWR-C1-715WAC | LIT22404573
4411 |  |  |  | PWR-C1-715WAC | PWR-C1-715WAC | LIT2240456Y
4412 |  |  |  | C9300-NM-8X | C9300-NM-8X | FOC22395QM5
4413 |  |  |  | GLC-SX-MMD | GLC-SX-MMD | FNS17431WF0
4414 |  |  |  | SFP-10G-SR-S | SFP-10G-SR-S | AVD2234DA09
4415 |  |  |  | SFP-10G-SR-S | SFP-10G-SR-S | AVD2234DA29
4416 |  |  |  | SFP-10G-SR-S | SFP-10G-SR-S | AVD2234DA24
4417 |  |  | GRUPOWANIE | WS-C3560X-48PF-S | WS-C3560X-48PF-S | FDO1734Z2LQ
4418 |  |  |  | C3KX-PWR-1100WAC | C3KX-PWR-1100WAC | LIT172418W7
4419 |  |  |  | C3KX-NM-1G | C3KX-NM-1G | FDO17380A1E
4420 |  |  | GRUPOWANIE | WS-C3560X-48PF-S | WS-C3560X-48PF-S | FDO1734Z2ML
4421 |  |  |  | C3KX-PWR-1100WAC | C3KX-PWR-1100WAC | LIT172418YU
4422 |  |  |  | C3KX-NM-1G | C3KX-NM-1G | FDO17380A19
4423 |  |  | GRUPOWANIE | WS-C3560X-48PF-S | WS-C3560X-48PF-S | FDO1734Z2MK
4424 |  |  |  | C3KX-PWR-1100WAC | C3KX-PWR-1100WAC | LIT172418WV
4425 |  |  |  | C3KX-NM-1G | C3KX-NM-1G | FDO173809H0
4426 |  |  | GRUPOWANIE | C9300-48P | C9300-48P | FCW2242L07S
4427 |  |  |  | C9300-48P | C9300-48P | FCW2242L07S
4428 |  |  |  | PWR-C1-715WAC | PWR-C1-715WAC | LIT2240496D
4429 |  |  |  | PWR-C1-715WAC | PWR-C1-715WAC | LIT2240497P
4430 |  |  |  | C9300-NM-8X | C9300-NM-8X | FOC22395PZE
4431 |  |  | GRUPOWANIE | WS-C3560CX-8PT-S | WS-C3560CX-8PT-S | FOC2240Y46U
4432 |  |  | GRUPOWANIE | WS-C3560CX-8PT-S | WS-C3560CX-8PT-S | FOC2240Y47H
4433 |  |  | GRUPOWANIE | C9300-48P | C9300-48P | FCW2242G08A
4434 |  |  |  | C9300-48P | C9300-48P | FCW2242G08A
4435 |  |  |  | PWR-C1-715WAC | PWR-C1-715WAC | LIT22404AS3
4436 |  |  |  | PWR-C1-715WAC | PWR-C1-715WAC | LIT22404APK
4437 |  |  |  | C9300-NM-8X | C9300-NM-8X | FOC22395NYS
4438 |  |  |  | SFP-10G-SR-S | SFP-10G-SR-S | AVD2235D8YE
4439 |  |  | GRUPOWANIE | C9300-48P | C9300-48P | FOC2242Q0A2
4440 |  |  |  | PWR-C1-715WAC | PWR-C1-715WAC | LIT22404AR7
4441 |  |  |  | PWR-C1-715WAC | PWR-C1-715WAC | LIT2240496F
4442 |  |  |  | C9300-NM-8X | C9300-NM-8X | FOC22395NZ9
4443 |  |  |  | SFP-10G-SR-S | SFP-10G-SR-S | AVD2234DA1A
4444 |  |  | GRUPOWANIE | C9300-48P | C9300-48P | FOC2242Q0AK
4445 |  |  |  | PWR-C1-715WAC | PWR-C1-715WAC | LIT22404ASN
4446 |  |  |  | PWR-C1-715WAC | PWR-C1-715WAC | LIT22404AT4
4447 |  |  |  | C9300-NM-8X | C9300-NM-8X | FOC22395KLE
4448 |  |  |  | SFP-10G-SR-S | SFP-10G-SR-S | AVD2235DG98
4449 |  |  | GRUPOWANIE | WS-C3560CX-8PT-S | WS-C3560CX-8PT-S | FOC2240Y0ZJ
4450 |  |  | GRUPOWANIE | WS-C3560CX-8PT-S | WS-C3560CX-8PT-S | FOC2240Y47K
4451 |  |  | GRUPOWANIE | WS-C3560CX-8PT-S | WS-C3560CX-8PT-S | FOC2240Y4AA
4452 |  |  | GRUPOWANIE | WS-C3560X-48PF-S | WS-C3560X-48PF-S | FDO1734Z2M1
4453 |  |  |  | C3KX-PWR-1100WAC | C3KX-PWR-1100WAC | LIT172418SS
4454 |  |  |  | C3KX-NM-1G | C3KX-NM-1G | FDO17380A2P
4455 |  |  | GRUPOWANIE | WS-C3560CX-8PT-S | WS-C3560CX-8PT-S | FOC2242Y1N6
4456 |  |  | GRUPOWANIE | WS-C3560CX-8PT-S | WS-C3560CX-8PT-S | FOC2240Y483
4457 |  |  | GRUPOWANIE | WS-C3560CX-8PT-S | WS-C3560CX-8PT-S | FOC2240Y13Z
4458 |  |  | GRUPOWANIE | WS-C3560CX-8PT-S | WS-C3560CX-8PT-S | FOC2240Y2PH
4459 |  |  | GRUPOWANIE | WS-C3560CX-8PT-S | WS-C3560CX-8PT-S | FOC2206Y475
4460 |  |  | GRUPOWANIE | WS-C3560X-48PF-S | WS-C3560X-48PF-S | FDO1734Z1V7
4461 |  |  |  | C3KX-PWR-1100WAC | C3KX-PWR-1100WAC | LIT172418YE
4462 |  |  |  | C3KX-NM-1G | C3KX-NM-1G | FDO17380A2S
4463 |  |  |  | GLC-SX-MMD | GLC-SX-MMD | FNS17431P1E
4464 |  |  |  | GLC-SX-MMD | GLC-SX-MMD | FNS17431P6Z
4465 |  |  | GRUPOWANIE | SRW2008-K9-G5 | SRW2008-K9-G5 | PSZ20351A1P
4466 |  |  | GRUPOWANIE | SRW2008-K9-G5 | SRW2008-K9-G5 | PSZ20351A1Q
4467 |  |  | GRUPOWANIE | GLC-SX-MMD= | GLC-SX-MMD= | FNS17431NWH
4468 |  |  | GRUPOWANIE | GLC-SX-MMD= | GLC-SX-MMD= | FNS17431P1N
4469 |  |  | GRUPOWANIE | GLC-SX-MMD= | GLC-SX-MMD= | FNS17431P8B
4470 |  |  | GRUPOWANIE | GLC-SX-MMD= | GLC-SX-MMD= | FNS17431TCQ
4471 |  |  | GRUPOWANIE | Cisco TelePresence MX300 G2 | CTS-MX300-UNIT | FTT184602IP
4472 | Ukraina---Odessa---KG | Ukraina---Odessa---KG: Konsulat Generalny Rzeczypospolitej Polskiej w Odessie,Ukraina,Odessa,65-014,Uspieńska 2/1 | GRUPOWANIE | CISCO2921/K9 | CISCO2921/K9 | FGL165113HG
4473 |  |  |  | VWIC3-1MFT-T1/E1 | VWIC3-1MFT-T1/E1 | FOC16484CWF
4474 |  |  |  | VIC2-4FXO | VIC2-4FXO | FOC172435D6
4475 |  |  |  | VIC2-4FXO | VIC2-4FXO | FOC16214V93
4476 |  |  |  | PVDM3-64 | PVDM3-64 | FOC164944XR
4477 |  |  |  | ISM-SRE-300-K9 | ISM-SRE-300-K9 | FOC164852LY
4478 |  |  |  | PWR-2921-51-AC | PWR-2921-51-AC | QCS1644H062
4479 |  |  | GRUPOWANIE | WS-C3560X-24P-S | WS-C3560X-24P-S | FDO1644H1XS
4480 |  |  |  | C3KX-PWR-715WAC | C3KX-PWR-715WAC | LIT16390CM0
4481 |  |  |  | C3KX-NM-1G | C3KX-NM-1G | FDO16483976
4482 |  |  | GRUPOWANIE | WS-C3560X-48PF-S | WS-C3560X-48PF-S | FDO1650P30A
4483 |  |  |  | C3KX-PWR-1100WAC | C3KX-PWR-1100WAC | LIT16391C3M
4484 |  |  |  | C3KX-NM-1G | C3KX-NM-1G | FDO16490H9F
4485 | Ukraina---Winnica---KG | Ukraina---Winnica---KG: Konsulat Generalny Rzeczpospolitej w Winnicy,Ukraina,Winnica,21050,ul. Kozickiego 51 | GRUPOWANIE | CISCO2921/K9 | CISCO2921/K9 | FCZ173970UR
4486 |  |  |  | VWIC3-1MFT-T1/E1 | VWIC3-1MFT-T1/E1 | FOC17372B3R
4487 |  |  |  | VIC3-4FXS/DID | VIC3-4FXS/DID | FOC17366753
4488 |  |  |  | VIC3-4FXS/DID | VIC3-4FXS/DID | FOC173667FB
4489 |  |  |  | VIC2-4FXO | VIC2-4FXO | FOC17306CFJ
4490 |  |  |  | PVDM3-64 | PVDM3-64 | FOC17341NE2
4491 |  |  |  | SM-SRE-910-K9 | SM-SRE-910-K9 | FOC17366LV5
4492 |  |  |  | ISM-SRE-300-K9 | ISM-SRE-300-K9 | FOC17363L2G
4493 |  |  |  | PWR-2921-51-AC | PWR-2921-51-AC | DCA1726K184
4494 |  |  | GRUPOWANIE | WS-C3560X-48PF-S | WS-C3560X-48PF-S | FDO1729Z2AJ
4495 |  |  |  | C3KX-PWR-1100WAC | C3KX-PWR-1100WAC | LIT172011Y7
4496 |  |  |  | C3KX-NM-1G | C3KX-NM-1G | FDO173319L1
4497 | Uzbekistan---Taszkent---AMB-WK | Ambasada Rzeczypospolitej Polskiej w Republice Uzbekistanu, Firdavsiy 66, 100084 Taszkent, Uzbekistan | GRUPOWANIE | CISCO2921/K9 | CISCO2921/K9 | FGL19351197
4498 |  |  |  | EHWIC-4ESG-P | EHWIC-4ESG-P | FOC19320YBY
4499 |  |  |  | VWIC3-1MFT-T1/E1 | VWIC3-1MFT-T1/E1 | FOC19328TBP
4500 |  |  |  | VIC3-4FXS/DID | VIC3-4FXS/DID | FOC193077G0
4501 |  |  |  | VIC2-4FXO | VIC2-4FXO | FOC1929328V
4502 |  |  |  | PVDM3-64 | PVDM3-64 | FOC19330J01
4503 |  |  |  | UCS-E160D-M2/K9 | UCS-E160D-M2/K9 | FOC19160VRZ
4504 |  |  |  | ISM-SRE-300-K9 | ISM-SRE-300-K9 | FOC19335ZSH
4505 |  |  |  | PWR-2921-51-AC | PWR-2921-51-AC | DCA1923K064
4506 |  |  | GRUPOWANIE | WS-C3560X-24P-S | WS-C3560X-24P-S | FDO1915P0ET
4507 |  |  |  | C3KX-PWR-715WAC | C3KX-PWR-715WAC | LIT19220CQM
4508 |  |  |  | C3KX-NM-1G | C3KX-NM-1G | FDO19151DZ8
4509 | Watykan---Watykan---AMB | Ambasada Rzeczypospolitej Polskiej przy Stolicy Apostolskiej, Via dei Delfini 16 Int. 3, 00-186 Watykan, Watykan | GRUPOWANIE | CISCO2921/K9 | CISCO2921/K9 | FCZ1747610P
4510 |  |  |  | VWIC3-1MFT-T1/E1 | VWIC3-1MFT-T1/E1 | FOC17454239
4511 |  |  |  | VIC3-4FXS/DID | VIC3-4FXS/DID | FOC17443X4C
4512 |  |  |  | VIC2-4FXO | VIC2-4FXO | FOC1737521N
4513 |  |  |  | PVDM3-64 | PVDM3-64 | FOC17440TGD
4514 |  |  |  | ISM-SRE-300-K9 | ISM-SRE-300-K9 | FOC17428YT3
4515 |  |  |  | PWR-2921-51-AC | PWR-2921-51-AC | QCS1736H0A1
4516 |  |  | GRUPOWANIE | WS-C3560X-24P-S | WS-C3560X-24P-S | FDO1648Z119
4517 |  |  |  | C3KX-PWR-715WAC | C3KX-PWR-715WAC | DTN1635K35D
4518 |  |  |  | C3KX-NM-1G | C3KX-NM-1G | FDO164524ZP
4519 |  |  |  | GLC-T | GLC-T | 00000MTC163404S0
4520 |  |  |  | GLC-T | GLC-T | MTC154408ES
4521 |  |  |  | GLC-T | GLC-T | MTC15440A2L
4522 |  |  |  | GLC-T | GLC-T | 00000MTC163404MS
4523 |  |  | GRUPOWANIE | WS-C3560X-24P-S | WS-C3560X-24P-S | FDO1738R1ZJ
4524 |  |  |  | C3KX-PWR-715WAC | C3KX-PWR-715WAC | DCB1723A2AY
4525 |  |  |  | C3KX-NM-1G | C3KX-NM-1G | FDO17431NQJ
4526 | Węgry---Budapeszt---Ambasada | Węgry---Budapeszt---Ambasada: Varosligeti fasor 16, 1068 Budapeszt, Węgry | GRUPOWANIE | CISCO2951/K9 | CISCO2951/K9 | FGL154712WZ
4527 |  |  |  | VWIC3-1MFT-T1/E1 | VWIC3-1MFT-T1/E1 | FOC15426JJS
4528 |  |  |  | PVDM3-128 | PVDM3-128 | FOC15423NL6
4529 |  |  |  | ISM-SRE-300-K9 | ISM-SRE-300-K9 | FOC1532304G
4530 |  |  |  | PWR-2921-51-AC | PWR-2921-51-AC | DCA1540K428
4531 |  |  | GRUPOWANIE | WS-C3560X-48PF-S | WS-C3560X-48PF-S | FDO1546K0BD
4532 |  |  |  | C3KX-PWR-1100WAC | C3KX-PWR-1100WAC | LIT153801SQ
4533 |  |  |  | C3KX-NM-1G | C3KX-NM-1G | FDO15451TXY
4534 |  |  | GRUPOWANIE | WS-C3560X-48PF-S | WS-C3560X-48PF-S | FDO1546R0DF
4535 |  |  |  | C3KX-PWR-1100WAC | C3KX-PWR-1100WAC | LIT153801SE
4536 |  |  |  | C3KX-NM-1G | C3KX-NM-1G | FDO15451EZV
4537 | Węgry---Budapeszt---IP | Instytut Polski w Budapeszcie, Nagymezo u. 15. 1065 Budapeszt, Węgry | GRUPOWANIE | CISCO2921/K9 | CISCO2921/K9 | FCZ192161S6
4538 |  |  |  | EHWIC-4ESG-P | EHWIC-4ESG-P | FOC19066P3G
4539 |  |  |  | PWR-2921-51-AC | PWR-2921-51-AC | QCS19040R2Y
4540 | Wenezuela---Caracas---AMB | Wenezuela---Caracas---AMB-WK: Ambasada Rzeczypospolitej Polskiej w Boliwariańskiej Republice Wenezueli Av. Nicolás Copérnico, Qta Ámbar, Sector Valle Arriba, Urb. Las Mercedes 1060 Caracas, Wenezuela | GRUPOWANIE | CISCO2921/K9 | CISCO2921/K9 | FTX1549AHLZ
4541 |  |  |  | VIC2-4FXO | VIC2-4FXO | FOC154415NC
4542 |  |  |  | VIC2-4FXO | VIC2-4FXO | FOC154415CW
4543 |  |  |  | VIC3-4FXS/DID | VIC3-4FXS/DID | FOC15424PKE
4544 |  |  |  | PVDM3-32 | PVDM3-32 | FOC15441G04
4545 |  |  |  | ISM-SRE-300-K9 | ISM-SRE-300-K9 | FOC15454E0K
4546 |  |  |  | PWR-2921-51-AC | PWR-2921-51-AC | DCA1542K121
4547 |  |  | GRUPOWANIE | WS-C3560X-24P-S | WS-C3560X-24P-S | FDO1542P13D
4548 |  |  |  | C3KX-PWR-715WAC | C3KX-PWR-715WAC | LIT1544062R
4549 |  |  |  | C3KX-NM-1G | C3KX-NM-1G | FDO15451V60
4550 | Wielka-Brytania---Edynburg---KG | Wielka-Brytania---Edynburg---KG: Konsulat Generalny Rzeczypospolitej Polskiej w Edynburgu,Wielka Brytania,Edynburg,EH3 5PE,2 Kinnear Road | GRUPOWANIE | CISCO2921/K9 | CISCO2921/K9 | FGL154813BW
4551 |  |  |  | VIC2-2BRI-NT/TE | VIC2-2BRI-NT/TE | FOC15450LY7
4552 |  |  |  | VIC2-2BRI-NT/TE | VIC2-2BRI-NT/TE | FOC15442NR4
4553 |  |  |  | VIC3-4FXS/DID | VIC3-4FXS/DID | FOC15452M79
4554 |  |  |  | PVDM3-32 | PVDM3-32 | FOC154672M4
4555 |  |  |  | ISM-SRE-300-K9 | ISM-SRE-300-K9 | FOC15454E4P
4556 |  |  |  | PWR-2921-51-AC | PWR-2921-51-AC | QCS1540H1KX
4557 |  |  | GRUPOWANIE | WS-C3560X-24P-S | WS-C3560X-24P-S | FDO1542R167
4558 |  |  |  | C3KX-PWR-715WAC | C3KX-PWR-715WAC | LIT1544059W
4559 |  |  |  | C3KX-NM-1G | C3KX-NM-1G | FDO15450TX0
4560 |  |  |  | GLC-T | GLC-T | 00000MTC154409VM
4561 |  |  |  | GLC-T | GLC-T | 00000MTC15440A25
4562 | Wielka-Brytania---Belfast---KG | Konsulat Generalny Rzeczypospolitej Polskiej w Belfaście, 67 Malone Road BT9 6SB Belfast, Wielka Brytania | GRUPOWANIE | ISR4351/K9 | ISR4351/K9 | FDO2148A1B1 |  | D
4563 |  |  |  | PWR-4450-1000W-AC | PWR-4450-1000W-AC | DCA2128Y0WR
4564 |  |  |  | PWR-POE-4450 | PWR-POE-4450 | FOC213700AS
4565 |  |  |  | NIM-4G-LTE-GA | NIM-4G-LTE-GA | FOC21440BMU
4566 |  |  |  | MC7304 4G-GA | MC7304 4G-GA | 352761062957684
4567 |  |  |  | NIM-2FXS/4FXO | NIM-2FXS/4FXO | FOC213544R3
4568 |  |  |  | NIM-1MFT-T1/E1 | NIM-1MFT-T1/E1 | FOC21471A8V
4569 |  |  |  | PVDM4-64 | PVDM4-64 | FOC21446LS6
4570 |  |  |  | UCS-E160S-M3/K9 | UCS-E160S-M3/K9 | FOC21362NV0
4571 |  |  |  | SM-X-ES3-24-P | SM-X-ES3-24-P | FOC2141435J
4572 |  |  |  | ISR4351/K9 | ISR4351/K9 | FDO21471GCD
4573 | Wielka-Brytania---Londyn---AMB | Wielka-Brytania---Londyn---IP-WK-WE: Ambasada Rzeczypospolitej Polskiej w Zjednoczonym Królestwie Wielkiej Brytanii i Irlandii Północnej,Wielka Brytania,Londyn,W1B 1JH,47 Portland Place | GRUPOWANIE | CISCO2921/K9 | CISCO2921/K9 | FGL15481359
4574 |  |  |  | VWIC3-1MFT-T1/E1 | VWIC3-1MFT-T1/E1 | FOC15455A8B
4575 |  |  |  | VIC3-4FXS/DID | VIC3-4FXS/DID | FOC15452MCY
4576 |  |  |  | VIC3-4FXS/DID | VIC3-4FXS/DID | FOC15452M6C
4577 |  |  |  | PVDM3-64 | PVDM3-64 | FOC15423MRP
4578 |  |  |  | ISM-SRE-300-K9 | ISM-SRE-300-K9 | FOC15410BAR
4579 |  |  |  | PWR-2921-51-AC | PWR-2921-51-AC | QCS1540H1LW
4580 |  |  | GRUPOWANIE | WS-C3560X-48PF-S | WS-C3560X-48PF-S | FDO1546W0TR
4581 |  |  |  | C3KX-PWR-1100WAC | C3KX-PWR-1100WAC | LIT153801RE
4582 |  |  |  | C3KX-NM-1G | C3KX-NM-1G | FDO15451F13
4583 |  |  |  | 10/100/1000BaseTX SFP | Unspecified | AGM1545244G
4584 |  |  |  | 10/100/1000BaseTX SFP | Unspecified | AGM15452435
4585 |  |  |  | 10/100/1000BaseTX SFP | Unspecified | AGM154523L4
4586 |  |  |  | 10/100/1000BaseTX SFP | Unspecified | AGM154523KU
4587 |  |  | GRUPOWANIE | WS-C3560X-48PF-S | WS-C3560X-48PF-S | FDO1546Z10H
4588 |  |  |  | C3KX-PWR-1100WAC | C3KX-PWR-1100WAC | LIT153801QV
4589 |  |  |  | C3KX-NM-1G | C3KX-NM-1G | FDO15451F9S
4590 |  |  |  | 10/100/1000BaseTX SFP | Unspecified | AGM1545244N
4591 |  |  |  | 10/100/1000BaseTX SFP | Unspecified | AGM15452438
4592 | Wielka Brytania---Londyn---WK--WE__IP | Wielka Brytania---Londyn---WK: Londyn, 10 Bouverie Street, London, , EC4Y 8AX | GRUPOWANIE | CISCO3945-CHASSIS | CISCO3945-CHASSIS | FTX1753AH7E
4593 |  |  |  | C3900-SPE150/K9 | C3900-SPE150/K9 | FOC174684UW
4594 |  |  |  | VWIC3-1MFT-G703 | VWIC3-1MFT-G703 | FOC17434F00
4595 |  |  |  | VWIC3-1MFT-G703 | VWIC3-1MFT-G703 | FOC17434EZJ
4596 |  |  |  | VIC3-4FXS/DID | VIC3-4FXS/DID | FOC174851S3
4597 |  |  |  | VIC3-4FXS/DID | VIC3-4FXS/DID | FOC15452M7A
4598 |  |  |  | PVDM3-192 | PVDM3-192 | FOC1745AKRH
4599 |  |  |  | SM-SRE-710-K9 | SM-SRE-710-K9 | FOC17479TAR
4600 |  |  |  | UCS-E140S-M1/K9 | UCS-E140S-M1/K9 | FOC17494WU9
4601 |  |  |  | SM-2GE-SFP-CU | SM-2GE-SFP-CU | FOC17401WVB
4602 |  |  |  | PWR-3900-AC | PWR-3900-AC | QCS1739P08M
4603 |  |  |  | PWR-3900-AC | PWR-3900-AC | QCS1737P4V1
4604 |  |  | GRUPOWANIE | WS-C4507R+E | WS-C4507R+E | FXS1743Q2Z0
4605 |  |  |  | WS-X4590-EX= | WS-X4590-EX= | FXS1736028V
4606 |  |  |  | WS-X4590-EX= | WS-X4590-EX= | FXS174108JD
4607 |  |  |  | WS-X4590-EX= | WS-X4590-EX= | FXS1741079G
4608 |  |  |  | WS-X4590-EX= | WS-X4590-EX= | FXS1741079K
4609 |  |  |  | WS-X4590-EX= | WS-X4590-EX= | FXS173705X2
4610 |  |  |  | WS-X4748-RJ45V+E | WS-X4748-RJ45V+E | CAT1745L0HD
4611 |  |  |  | WS-X4748-RJ45V+E | WS-X4748-RJ45V+E | CAT1747L18D
4612 |  |  |  | WS-X45-SUP7-E | WS-X45-SUP7-E | CAT1746LA4R
4613 |  |  |  | GLC-SX-MMD | GLC-SX-MMD | AGA1746R1LA
4614 |  |  |  | WS-X45-SUP7-E | WS-X45-SUP7-E | CAT1748L6F7
4615 |  |  |  | GLC-SX-MMD | GLC-SX-MMD | AGA1746R5G6
4616 |  |  |  | WS-X4748-RJ45V+E | WS-X4748-RJ45V+E | CAT1746L67J
4617 |  |  |  | WS-X4748-RJ45V+E | WS-X4748-RJ45V+E | CAT1746L5WY
4618 |  |  |  | WS-X4597+E | WS-X4597+E | FXS1743Q2GZ
4619 |  |  |  | PWR-C45-4200ACV | PWR-C45-4200ACV | AZS17420F7L
4620 |  |  |  | PWR-C45-4200ACV | PWR-C45-4200ACV | AZS17420F7N
4621 |  |  | GRUPOWANIE | WS-C3560X-24P-S | WS-C3560X-24P-S | FDO1546W0KJ
4622 |  |  |  | C3KX-PWR-715WAC | C3KX-PWR-715WAC | LIT15380Y06
4623 |  |  |  | C3KX-NM-1G | C3KX-NM-1G | FDO15451F19
4624 |  |  |  | GLC-SX-MMD | GLC-SX-MMD | AGA1746R1KT
4625 |  |  |  | GLC-SX-MMD | GLC-SX-MMD | AGA1746R1L5
4626 | Wielka Brytania---Manchester---KG | Wielka Brytania---Manchester---KG: Konsulat Generalny Rzeczypospolitej Polskiej w Manchesterze Manchester One, 51 Portland Street M1 3LD Manchester, Wielka Brytania | GRUPOWANIE | CISCO2921/K9 | CISCO2921/K9 | FGL154911WM
4627 |  |  |  | VWIC3-1MFT-T1/E1 | VWIC3-1MFT-T1/E1 | FOC154559ZT
4628 |  |  |  | VIC3-4FXS/DID | VIC3-4FXS/DID | FOC15457LVP
4629 |  |  |  | PVDM3-64 | PVDM3-64 | FOC15423MSR
4630 |  |  |  | ISM-SRE-300-K9 | ISM-SRE-300-K9 | FOC15463CEV
4631 |  |  |  | PWR-2921-51-AC | PWR-2921-51-AC | DCA1543K1KB
4632 |  |  | GRUPOWANIE | WS-C3560X-48PF-S | WS-C3560X-48PF-S | FDO1546P0H1
4633 |  |  |  | C3KX-PWR-1100WAC | C3KX-PWR-1100WAC | LIT153801AK
4634 |  |  |  | C3KX-NM-1G | C3KX-NM-1G | FDO154610HV
4635 |  |  |  | 10/100/1000BaseTX SFP | Unspecified | AGM1545243P
4636 |  |  |  | 10/100/1000BaseTX SFP | Unspecified | AGM1545244D
4637 | Wietnam---Hanoi-AMB-WK | Wietnam---Hanoi-AMB-WK: Ambasada Rzeczypospolitej Polskiej w Socjalistycznej Republice Wietnamu 3 Chua Mot Cot Hanoi, Wietnam | GRUPOWANIE | CISCO2921/K9 | CISCO2921/K9 | FGL154814KN
4638 |  |  |  | VIC2-4FXO | VIC2-4FXO | FOC15444TLY
4639 |  |  |  | VIC2-4FXO | VIC2-4FXO | FOC15444TBU
4640 |  |  |  | VIC3-4FXS/DID | VIC3-4FXS/DID | FOC15452MA0
4641 |  |  |  | PVDM3-32 | PVDM3-32 | FOC154737AM
4642 |  |  |  | ISM-SRE-300-K9 | ISM-SRE-300-K9 | FOC15454E2S
4643 |  |  |  | PWR-2921-51-AC | PWR-2921-51-AC | QCS1511H0SW
4644 |  |  | GRUPOWANIE | WS-C3560X-24P-S | WS-C3560X-24P-S | FDO1541Z08X
4645 |  |  |  | C3KX-PWR-715WAC | C3KX-PWR-715WAC | LIT154406RV
4646 |  |  |  | C3KX-NM-1G | C3KX-NM-1G | FDO15460S4H
4647 |  |  | GRUPOWANIE | WS-C3560X-24P-S | WS-C3560X-24P-S | FDO1541Z080
4648 |  |  |  | C3KX-PWR-715WAC | C3KX-PWR-715WAC | LIT154406RU
4649 |  |  |  | C3KX-NM-1G | C3KX-NM-1G | FDO15460SDL
4650 |  |  | GRUPOWANIE | WS-C3560X-24P-S | WS-C3560X-24P-S | FDO1428K1FV
4651 |  |  |  | C3KX-PWR-715WAC | C3KX-PWR-715WAC | LIT14291MLB
4652 |  |  |  | C3KX-NM-1G | C3KX-NM-1G | FDO15460SDD
4653 | Włochy---Mediolan---KG | Włochy---Mediolan---KG: Konsulat Generalny Rzeczypospolitej Polskiej w Mediolanie via Monte Rosa 6 00149 Mediolan, Włochy | GRUPOWANIE | CISCO2921/K9 | CISCO2921/K9 | FGL1952109D
4654 |  |  |  | EHWIC-4ESG-P | EHWIC-4ESG-P | FOC19480SS6
4655 |  |  |  | VWIC3-1MFT-T1/E1 | VWIC3-1MFT-T1/E1 | FOC19462NCD
4656 |  |  |  | VIC3-4FXS/DID | VIC3-4FXS/DID | FOC19465M6X
4657 |  |  |  | PVDM3-64 | PVDM3-64 | FOC19484HH9
4658 |  |  |  | UCS-E160D-M2/K9 | UCS-E160D-M2/K9 | FOC192614JF
4659 |  |  |  | ISM-SRE-300-K9 | ISM-SRE-300-K9 | FOC19493HBW
4660 |  |  |  | PWR-2921-51-AC | PWR-2921-51-AC | DCA1947K2PL
4661 |  |  | GRUPOWANIE | WS-C3560X-24P-S | WS-C3560X-24P-S | FDO1935F0UF
4662 |  |  |  | C3KX-PWR-715WAC | C3KX-PWR-715WAC | DCB1923A202
4663 |  |  |  | C3KX-NM-1G | C3KX-NM-1G | FDO193913EE
4664 |  |  | GRUPOWANIE | ASA 5506-X with SW, 8GE Data, 1GE Mgmt, AC | ASA5506 | JMX2335X15A
4665 |  |  |  | ASA 5506-X SSD | ASA5506-SSD | MSA231102DB
4666 | Włochy---Rzym---AMB | Włochy---Rzym---Ambasada: Via P.P. Rubens 20, 00197 Rzym, Włochy | GRUPOWANIE | CISCO2951/K9 | CISCO2951/K9 | FGL154811NM
4667 |  |  |  | VWIC3-1MFT-T1/E1 | VWIC3-1MFT-T1/E1 | FOC15455ADD
4668 |  |  |  | VIC3-4FXS/DID | VIC3-4FXS/DID | FOC15452MCV
4669 |  |  |  | VIC2-4FXO | VIC2-4FXO | FOC16442KVH
4670 |  |  |  | Sierra Wireless MC8705 | Sierra Wireless MC8705 | 357115040305406
4671 |  |  |  | PVDM3-128 | PVDM3-128 | FOC15423NJY
4672 |  |  |  | ISM-SRE-300-K9 | ISM-SRE-300-K9 | FOC15410B8S
4673 |  |  |  | PWR-2921-51-AC | PWR-2921-51-AC | DCA1540K3SJ
4674 |  |  | GRUPOWANIE | WS-C3560X-48PF-S | WS-C3560X-48PF-S | FDO1546V1GK
4675 |  |  |  | C3KX-PWR-1100WAC | C3KX-PWR-1100WAC | LIT153801JM
4676 |  |  |  | C3KX-NM-1G | C3KX-NM-1G | FDO154610E9
4677 |  |  |  | GLC-T | GLC-T | 00000MTC154409JK
4678 |  |  | GRUPOWANIE | WS-C3560X-48PF-S | WS-C3560X-48PF-S | FDO1546R1KM
4679 |  |  |  | C3KX-PWR-1100WAC | C3KX-PWR-1100WAC | LIT153801JU
4680 |  |  |  | C3KX-NM-1G | C3KX-NM-1G | FDO154610MT
4681 |  |  |  | GLC-T | GLC-T | MTC15440A66
4682 |  |  |  | GLC-T | GLC-T | MTC154408EP
4683 |  |  | GRUPOWANIE | Cisco TelePresence MX300 G2 | CTS-MX300-UNIT | FTT191701VM
4684 |  |  | GRUPOWANIE | Catalyst 3560-X | Catalyst 3560-X | FDO1546K0YT
4685 |  |  | GRUPOWANIE | Catalyst 3560-X | Catalyst 3560-X | FDO1648H2SK
4686 | Włochy---Rzym---IP | Włochy---Rzym---IP: Via Vittoria Colonna 1, 00193 Rzym, Włochy | GRUPOWANIE | CISCO2921/K9 | CISCO2921/K9 | FCZ193760GJ
4687 |  |  |  | EHWIC-4ESG-P | EHWIC-4ESG-P | FOC192763ZA
4688 |  |  |  | VIC2-4FXO | VIC2-4FXO | FOC20450M5Q
4689 |  |  |  | VIC3-4FXS/DID | VIC3-4FXS/DID | FOC204308EN
4690 |  |  |  | VWIC3-2MFT-T1/E1 | VWIC3-2MFT-T1/E1 | FOC181015SA
4691 |  |  |  | PVDM3-64 | PVDM3-64 | FOC20435YUU
4692 |  |  |  | ISM-SRE-300-K9 | ISM-SRE-300-K9 | FOC20428L9F
4693 |  |  |  | PWR-2921-51-AC | PWR-2921-51-AC | QCS19200P5F
4694 |  |  | GRUPOWANIE | WS-C3560X-24P-S | WS-C3560X-24P-S | FDO1648Z11E
4695 |  |  |  | C3KX-PWR-715WAC | C3KX-PWR-715WAC | DTN1635K35S
4696 |  |  |  | C3KX-NM-1G | C3KX-NM-1G | FDO16451YA8
4697 |  |  |  | GLC-T | GLC-T | 00000MTC164008YY
4698 |  |  |  | GLC-T | GLC-T | 00000MTC1634048Y
4699 |  |  |  | C3KX-PWR-715WAC | C3KX-PWR-715WAC | DTN1635K35V
4700 |  |  |  | C3KX-NM-1G | C3KX-NM-1G | FDO16451XDT
4701 |  |  |  | GLC-T | GLC-T | MTC164008SN
4702 |  |  |  | GLC-T | GLC-T | MTC1634049V
4703 | Włochy---Rzym---KG | Włochy---Rzym---KG: Rzym, Via di San Valentino 12, 00197 Rzym, Włochy | GRUPOWANIE | CISCO2921/K9 | CISCO2921/K9 | FCZ194060DK
4704 |  |  |  | EHWIC-4ESG-P | EHWIC-4ESG-P | FOC192763UZ
4705 |  |  |  | PWR-2921-51-AC | PWR-2921-51-AC | DCA1918K035
4706 |  |  | GRUPOWANIE | WS-C3560X-48PF-S | WS-C3560X-48PF-S | FDO1546V1H4
4707 |  |  |  | C3KX-PWR-1100WAC | C3KX-PWR-1100WAC | LIT153801JT
4708 |  |  |  | C3KX-NM-1G | C3KX-NM-1G | FDO154610NB
4709 |  |  |  | GLC-T | GLC-T | 00000MTC154409K0
4710 |  |  |  | GLC-T | GLC-T | 00000MTC15440A6J
4711 |  |  |  | 10/100/1000BaseTX SFP | 10/100/1000BaseTX SFP | AGM164322UB
4712 |  |  |  | 10/100/1000BaseTX SFP | 10/100/1000BaseTX SFP | AGM164322VU
4713 |  |  | GRUPOWANIE | WS-C3560X-48PF-S | WS-C3560X-48PF-S | FDO1648Z2BL
4714 |  |  |  | C3KX-PWR-1100WAC | C3KX-PWR-1100WAC | LIT16350YNA
4715 |  |  |  | C3KX-NM-1G | C3KX-NM-1G | FDO16452PJH
4716 |  |  |  | 10/100/1000BaseTX SFP | 10/100/1000BaseTX SFP | AGM164322V6
4717 |  |  |  | 10/100/1000BaseTX SFP | 10/100/1000BaseTX SFP | AGM164322VF
4718 |  |  | GRUPOWANIE | ASA5506-K9 | ASA5506-K9 | JMX2329X1EB
4719 |  |  |  | ASA5506-PWR-AC | ASA5506-PWR-AC | LIT23213JLJ
4720 |  |  |  | ASA5506-SSD | ASA5506-SSD | STP231706WT
4721 | Zjednoczone Emiarty Arabskie---Abu-Dhabi---AMB | Zjednoczone Emiarty Arabskie---Abu-Dhabi---AMB-WK: Ambasada Rzeczypospolitej Polskiej w Zjednoczonych Emiratach Arabskich KARAMA & DELMA PO BOX 2334 Abu Zabi, Zjednoczone Emiraty Arabskie | GRUPOWANIE | CISCO2921/K9 | CISCO2921/K9 | FGL192211HH
4722 |  |  |  | EHWIC-4ESG-P | EHWIC-4ESG-P | FOC191900VX
4723 |  |  |  | VIC2-4FXO | VIC2-4FXO | FOC19208HHM
4724 |  |  |  | VIC3-4FXS/DID | VIC3-4FXS/DID | FOC19181XHK
4725 |  |  |  | PVDM3-64 | PVDM3-64 | FOC19210CX8
4726 |  |  |  | UCS-E140D-M1/K9 | UCS-E140D-M1/K9 | FOC19094CFY
4727 |  |  |  | ISM-SRE-300-K9 | ISM-SRE-300-K9 | FOC19173933
4728 |  |  |  | PWR-2921-51-AC | PWR-2921-51-AC | QCS19150N0S
4729 |  |  | GRUPOWANIE | WS-C3560X-48PF-S | WS-C3560X-48PF-S | FDO1907F066
4730 |  |  |  | C3KX-PWR-1100WAC | C3KX-PWR-1100WAC | LIT184803QT
4731 |  |  |  | C3KX-NM-1G | C3KX-NM-1G | FDO191902DF